## Quotation (Breakup)
Quotation for 2.7kWp Enphase System
EcoSoch Solar Pvt. Ltd. #940, "Sha Arcade", 2nd Phase, NTI Layout, Rajiv Gandhi Nagar, Kodigehalli, Bengaluru - 560097 Tel: 81234 10101 e-mail: info@ecosoch.com web: www.ecosoch.com Company's GSTIN : 29AADCE8640G1ZH
Bill of Materials
Customer Name: Mr. Prem |  |  | Quotation Number: XYZ
Customer Address: ZYZ |  |  | Made By: ABC
System size : 2.7kWp |  |  | Date of Preparation: 29/03/2023 |  | Valid till: 08/04/2023
Sl.No. | Description | Size/Model | Brand/Vendor | Qty |  | Amount
Rs.
1 | Solar Panels | 540Wp | Waaree | 5 | Nos | 73500
2 | Microinverters | IQ8P with Q cable | Enphase | 5 | Nos | 47300
3 | Enphase Accessories | Envoy monitoring system |  | 1 | Set | 82003.3333
4 | AC Electrical Accessories |  | Standard materials | 1 | Set
5 | Mounting Structures | Standard J Bolts made of GI with with nuts/washers |  | 1 | Set
6 | DC Cables with MC4 connectors | 4 sq.mm | Siechem/Polycab | 1 | Set
7 | AC Cables | Cu Flexible cables | Finolex/Polycab | 1 | Set
8 | Earthing | Earth rod, chamber, cables, clamps, earth pit services, etc. |  | 1 | Set
9 | ACDB Panel + Solar Meter cubicle | AC SPD, MCBs Overvoltage protection, On/Off switches, Indicator lights/buzzer, etc. |  | 1 | Nos
Services
10 | Turnkey Services |  | Design, Engg., Installation & Commissioning |  |  | 31096.6667
11 | DISCOM Liaison, Regn & Meter charges
12 | Transportation + Labour
Sub. Total | [5 empty] | 233900
GST @ 13.8% | [5 empty] | 32278.2
Total | [5 empty] | 266178.2
Subsidy | [5 empty] | 43200
Terms and Conditions
| Transportation |  |  | Delivery
| Included in the quote above |  |  | Within 6 weeks from the date of PO with advance
| Payment Terms |  |  | Packaging
| 50% Advance with PO 40% against delivery of all materials ​10% after installation and within 10 days of commissioning |  |  | Included in the cost
| Validity |  |  | Commissioning
| Valid for a period of 10 days only from the date mentioned. |  |  | Within 8 weeks (subject to site readiness and DISCOM approvals)
| Workmanship Warranty: | Inverter Warranty: |  | Solar Panel Warranty:
| 5 Years free service support. Replacement of consumables (like SPD, MCB, Fuses, etc.) will be charged at actuals. Module cleaning is not included | Enphase Inverters come with 15 Years of Warranty |  | Modules have 12 years product warranty and 25 years of performance warranty
| Subsidy | Our Bank Details : |  | Customer Scope
| Subsidy will be credited to the bank account of the beneficiary directly by the Central Govt. within 30 working days of claim submission, provided all the details mentioned in the claim and application are found correct. | A/c Name: EcoSoch Solar Pvt Ltd A/c No.: 922030051004972 IFSC CODE: UTIB0004216 Bank Name: Axis Bank Limited Branch Address: Mico Layout BNGR KT, Bengaluru - 560078 Account Type: OD Account |  | Providing shadow free area for Installation with safe access for material handling and Installation work Providing support for all the necessary approvals for installation and commissioning from any Govt. agency (if needed) Providing dry ventilated space (for placing Inverters, DBs, etc.) & spare feeders at nearest LT panels to interconnect Solar power. All construction related permits, approvals and licenses. Power and water for construction Right of Way (if applicable) - To be arranged by the customer for delivery locations situated in Permit areas. Orders and delivery commitments are subject to receipt of Road Permits well in advance.
Notes: | Please note that the On-Grid rooftop system will not generate power if the Grid connection is not available. GST of 13.8% (70% of project Value at 12% GST and 30% of project Value will be at 18% GST). GST will be as applicable at the time of invoice.
| For EcoSoch Solar AUTHORISED SIGNATORY | EcoSoch Scope : Design, procurement of above-mentioned materials, installation and testing of above mentioned on-grid system. Our scope is up to the inverter AC interconnection point. Installation of Solar modules for above mentioned system and Installation of Grid-tied Micro Inverter Supply and Installation of the Aluminum mountings with clamps. Supply and Installation of Junction boxes and Earthing kit. Designing of the Structure and Panel Layout EcoSoch Solar reserves the right to choose an equivalent make based upon the availability of the material at the time of delivery and our assessment during detailed engineering. Customer would be informed of the change beforehand.

## Quotation(Summary)
Quotation for 2.7kWp Enphase System
EcoSoch Solar Pvt. Ltd. #940, "Sha Arcade", 2nd Phase, NTI Layout, Rajiv Gandhi Nagar, Kodigehalli, Bengaluru - 560097 Tel: 81234 10101 e-mail: info@ecosoch.com web: www.ecosoch.com Company's GSTIN : 29AADCE8640G1ZH
Bill of Materials
Customer Name: Mr. Prem |  |  | Quotation Number: XYZ
Customer Address: ZYZ |  |  | Made By: ABC
System size : 2.7kWp |  |  | Date of Preparation: 29/03/2023 |  | Valid till: 08/04/2023
Sl.No. | Description | Size/Model | Brand/Vendor | Qty |  | Amount
Rs.
1 | Solar Panels | 540Wp | Waaree | 5 | Nos | 233900
2 | Microinverters | IQ8P with Q cable | Enphase | 5 | Nos
3 | Enphase Accessories | Envoy monitoring system |  | 1 | Set
4 | AC Electrical Accessories |  | Standard materials | 1 | Set
5 | Mounting Structures | Standard J Bolts made of GI with with nuts/washers |  | 1 | Set
6 | DC Cables with MC4 connectors | 4 sq.mm | Siechem/Polycab | 1 | Set
7 | AC Cables | Cu Flexible cables | Finolex/Polycab | 1 | Set
8 | Earthing | Earth rod, chamber, cables, clamps, earth pit services, etc. |  | 1 | Set
9 | ACDB Panel + Solar Meter cubicle | AC SPD, MCBs Overvoltage protection, On/Off switches, Indicator lights/buzzer, etc. |  | 1 | Nos
Solar Panels
10 | Turnkey Services |  | Design, Engg., Installation & Commissioning
11 | DISCOM Liaison, Regn & Meter charges
12 | Transportation + Labour
Sub. Total | [5 empty] | 233900
GST @ 13.8% | [5 empty] | 32278.2
Total | [5 empty] | 266178.2
Subsidy | [5 empty] | 43200
Terms and Conditions
| Transportation |  |  | Delivery
| Included in the quote above |  |  | Within 6 weeks from the date of PO with advance
| Payment Terms |  |  | Packaging
| 50% Advance with PO 40% against delivery of all materials ​10% after installation and within 10 days of commissioning |  |  | Included in the cost
| Validity |  |  | Commissioning
| Valid for a period of 10 days only from the date mentioned. |  |  | Within 8 weeks (subject to site readiness and DISCOM approvals)
| Workmanship Warranty: | Inverter Warranty: |  | Solar Panel Warranty:
| 5 Years free service support. Replacement of consumables (like SPD, MCB, Fuses, etc.) will be charged at actuals. Module cleaning is not included | Enphase Inverters come with 15 Years of Warranty |  | Modules have 12 years product warranty and 25 years of performance warranty
| Subsidy | Our Bank Details : |  | Customer Scope
| Subsidy will be credited to the bank account of the beneficiary directly by the Central Govt. within 30 working days of claim submission, provided all the details mentioned in the claim and application are found correct. | A/c Name: EcoSoch Solar Pvt Ltd A/c No.: 922030051004972 IFSC CODE: UTIB0004216 Bank Name: Axis Bank Limited Branch Address: Mico Layout BNGR KT, Bengaluru - 560078 Account Type: OD Account |  | Providing shadow free area for Installation with safe access for material handling and Installation work Providing support for all the necessary approvals for installation and commissioning from any Govt. agency (if needed) Providing dry ventilated space (for placing Inverters, DBs, etc.) & spare feeders at nearest LT panels to interconnect Solar power. All construction related permits, approvals and licenses. Power and water for construction Right of Way (if applicable) - To be arranged by the customer for delivery locations situated in Permit areas. Orders and delivery commitments are subject to receipt of Road Permits well in advance.
Notes: | Please note that the On-Grid rooftop system will not generate power if the Grid connection is not available. GST of 13.8% (70% of project Value at 12% GST and 30% of project Value will be at 18% GST). GST will be as applicable at the time of invoice.
| For EcoSoch Solar AUTHORISED SIGNATORY | EcoSoch Scope : Design, procurement of above-mentioned materials, installation and testing of above mentioned on-grid system. Our scope is up to the inverter AC interconnection point. Installation of Solar modules for above mentioned system and Installation of Grid-tied Micro Inverter Supply and Installation of the Aluminum mountings with clamps. Supply and Installation of Junction boxes and Earthing kit. Designing of the Structure and Panel Layout EcoSoch Solar reserves the right to choose an equivalent make based upon the availability of the material at the time of delivery and our assessment during detailed engineering. Customer would be informed of the change beforehand.

## Final Worksheet
Version 2.8 - EcoSoch WorkSheet - Enphase | 2024-01-06 | System Size kWp
Operator Mode | Advanced | 2.7
Use this mode only during the absense of the customer
Final Worksheet - Enphase IQ8P
Input Table - Customer Details
Sanctioned Load (in kW) | 3 | kW | <- System Size> Sanction Load
Phase at premises? | Single Phase | OK | <- Can't have 3kWp with Single Phase
Subsidy Type? | National Subsidy | OK
Input Table - System
| Waaree 540Wp Mono PERC DCR | OK | Cost @ Actuals 24.5/Wp PEF: 22/08/23
Structure - 1 | Elevated Skeleton (J-Bolt) | 5 | Cost @ Actuals: 0.27/Wp PEF: 21/03/23
Structure - 2
TOTAL No. of Panels | 5 | 2.7 kWp; so a 2.4kVA Inverter | OK
Distance from Office | 5 | kms. (Min: 5kms)
Choice of BoM | Premium Model - Electrical BOS
Margin | 10 | %
Extras
AC Cable Length (Micros to AJB) | 10 | mtrs. (Default: 10m) | 0m Extra @ 0/-
AC Cable Length (AJB to Meter Box) | 40 | mtrs. (Default: 10m) | 30m Extra @ 5900/-
Earthing - Structure | 15 | mtrs. (Default: 10m) | 5m Extra @ 170/-
Solar Meter Cubicle Required? | Yes | Single Phase Cubicle | PremiumCubicle @5800/-
LA Kit Needed? | No
Warranty Period | 15 Years | (Default: 15 Years) | Extra Warranties @0/-
Cost Breakup
Dynamic Price
BOS Price of the 2.7kWp System | 63.4444 | /Wp
Extras | 7.5 | /Wp
Installation Price | 3.3333 | /Wp
Total Dynamic Price /Wp | 75.1111 | /Wp
Total Dynamic Price for 2.7kWp System with 10% Margin | 202800 | 22700.49 | Margin - Dynamic Costs
Fixed Costs
Transport + Labour | 2500 | for 5kms
Liaisoning, Meter and Registration Charges | 16887 | For a Single Phase, 2.7kWp System
SolarCare and AMC | 3600 | for 5 Years AMC
Extra Warranties | 0
Extra Services |  | In INR
Services Cost | 5000
Total Fixed Costs | 27987 | 3109.6667 | Margin - Fixed Costs
Total Fixed Costs with 10% Margin | 31096.6667 | 25810.1567 | Total Margin
Total System Cost with 10% Margin | 233900 | 32278.2 | GST
Total System Cost with 13.8% GST | 266178.2 | 82.5845 | /Wp
Subsidy Amount | 43200 | 222978.2 | System cost - Subsidy (82.585/WP)
Input Table - To Generate Quote
Sales Lead | ABC | Go to Mail Body
Quote Number | XYZ
Salutation | Mr.
Customer Name | Prem | Go to Quotation (Summary)
Customer Address | ZYZ
Quote date (dd/mm/yyyy) | 2023-03-29 | Go to Quotation (Breakup)
Quote Validity (days) | 10
Zero Percent EMI - CreditFair
Down Payment 30% of Project Cost | 79853.46
Processing Fees | 1499
Amount Financed (70% of Project Cost) | 186324.74
Number of Installments | 6
EMI Amount | 31054.1233
Note on D14: Enter the required nos of panels here against the structure Ex: Structure - 1 -> Tiled Roof -> 4 Meaning: 4 Solar Panels on Tiled Roof Structure Similarly for the rows below (if necessary)
Note on C30: EXTRAS COST: Incoming Costs for elevated structures, etc... can be mentioned here.
Note on C39: Extra Services: Services like Meter Name Change, Sanction Load Increase, Panel Shifting, etc.. can be mentioned here.
Note on C53: Address Goes Here This will be entered into the Quote Sheet

## Dynamic Costs
530WpLookupTable
| Structure PEF | 2023-03-21 | 1PH | [5 empty] | 3Ph
| 540 | No.ofmodules | 4 | 5 | 6 | 7 | 8 | 9 | 10 | 11 | 12 | 13 | 14 | 15 | 16 | 17 | 18 | 19 | InstallationCosts | Description
| Premier 540Wp Mono PERC Bi-Facial DCR | Inverter Rating | 1.92 | 2.4 | 2.88 | 3.36 | 3.84 | 4.32 | 4.8 | 5.28 | 5.76 | 6.24 | 6.72 | 7.2 | 7.68 | 8.16 | 8.64 | 9.12
|  | Item | 2.16 | 2.7 | 3.24 | 3.78 | 4.32 | 4.86 | 5.4 | 5.94 | 6.48 | 7.02 | 7.56 | 8.1 | 8.64 | 9.18 | 9.72 | 10.26
|  | Premium Model - Electrical BOS | 63.4444 | 63.4444 | 63.4444 | 63.4444 | 63.4444 | 63.4444 | 63.4444 | 63.4444 | 63.4444 | 63.4444 | 63.4444 | 63.4444 | 63.4444 | 63.4444 | 63.4444 | 63.4444 |  | Premium Model |  | Volatile Costs
|  | Standard Model - Electrical BOS | 60.2185 | 60.2185 | 60.2185 | 60.2185 | 60.2185 | 60.2185 | 60.2185 | 60.2185 | 60.2185 | 60.2185 | 60.2185 | 60.2185 | 60.2185 | 60.2185 | 60.2185 | 60.2185 |  | Standard Model
|  | EcoSoch Ballast-Single Row | 4.5 | 4.5 | 4.5 | 4.5 | 4.5 | 4.5 | 4.275 | 4.275 | 4.275 | 4.275 | 4.275 | 4.275 | 4.275 | 4.275 | 4.275 | 4.275 | 3.5 | Aluminium Channel With Ballasts - Single Row
|  | EcoSoch Ballast-DoubleRow | 4.8 | 4.8 | 4.8 | 4.8 | 4.8 | 4.8 | 4.56 | 4.56 | 4.56 | 4.56 | 4.56 | 4.56 | 4.56 | 4.56 | 4.56 | 4.56 | 3.5 | Aluminium Channel With Ballasts - Double Row
|  | Tiled Roof | 4 | 4 | 4 | 4 | 4 | 4 | 4 | 4 | 4 | 4 | 4 | 4 | 4 | 4 | 4 | 4 | 3.5 | Aluminium Long rails with MS brackets
|  | Elevated Skeleton (J-Bolt) | 0.27041 | 0.27041 | 0.27041 | 0.27041 | 0.27041 | 0.27041 | 0.27041 | 0.27041 | 0.27041 | 0.27041 | 0.27041 | 0.27041 | 0.27041 | 0.27041 | 0.27041 | 0.27041 | 3 | Standard J Bolts made of GI with with nuts/washers
|  | Corrugated Sheet | 2 | 2 | 2 | 2 | 2 | 2 | 2 | 2 | 2 | 2 | 2 | 2 | 2 | 2 | 2 | 2 | 3 | Aluminium Mini Rails
|  | EcoSoch Triangular Ballast | #DIV/0! | #DIV/0! | #DIV/0! | #DIV/0! | #DIV/0! | #DIV/0! | #DIV/0! | #DIV/0! | #DIV/0! | #DIV/0! | #DIV/0! | #DIV/0! | #DIV/0! | #DIV/0! | #DIV/0! | #DIV/0! | 3 | Triangular Aluminium structures with ballast
ResultsTable
| InverterRating |  | 1PH 4: 2.4; 1PH 5: kVa; 3Ph 18: Dynamic Cost Margins
| Results |  | 3Ph 12: Automatic Structure Lookup; 3Ph 18: BOS Margins; 3Ph 19: Premium Model - Electrical BOS | 19550.49 | 19550.49 | <- Now
| Nos of Panels | Parameter | 1PH 4: Str/Wp; 1PH 5: Str Total; 1PH 6: Instln; 3Ph 12: EcoSoch Ballast-Single Row; 3Ph 19: Standard Model - Electrical BOS | 17323.48
| 5 | Elevated Skeleton (J-Bolt) | 1PH 4: 0.27041; 1PH 5: 730.1; 1PH 6: 3; 3Ph 12: EcoSoch Ballast-DoubleRow; 3Ph 18: Installation Margin |  | 900
| 0 | 0 | 1PH 4: 0; 1PH 5: 0; 1PH 6: 0; 3Ph 12: Tiled Roof; 3Ph 18: Extra Cost Margin |  | 2250
| Premium Model - Electrical BOS | Finolex/Polycab | 1PH 4: 63.4444; 1PH 6: BOM Now; 3Ph 12: Elevated Skeleton (J-Bolt); 3Ph 18: Total Dynamic Cost Margin |  | 22700.49
| Standard Model - Electrical BOS | IS Certified Cables | 1PH 4: 60.2185; 3Ph 12: Corrugated Sheet
| BOM Price to Customer |  | 1PH 4: 63.4444; 1PH 6: 0; 3Ph 12: EcoSoch Triangular Ballast
| Structure Cost Now |  | 1PH 4: 0.27041
| Installation Cost Now |  | 1PH 4: 3
| Installation Price to Customer |  | 1PH 4: 3.3333
| Extras Costs Now |  | 1PH 4: 7.5
| Extras Price to Customer Now |  | 1PH 4: 8.3333
Special Structures
|  | EcoSoch Triangular Ballast | 3Ph 12: PEF:; 3Ph 13: 2023-03-25
|  | Wp of module | 1PH 4: 540; 3Ph 10: Elevated Skeleton (J-Bolt)
|  | Total no.of modules | 1PH 4: 0; 3Ph 10: Item; 3Ph 11: N/Panel; 3Ph 12: /Bolt; 3Ph 13: C/Panel
|  | Capacity | 1PH 4: 0; 3Ph 10: J Bolt &Acc; 3Ph 11: 4; 3Ph 12: 25; 3Ph 13: 100
|  | No.of legs | 1PH 4: 1; 1PH 5: No.of columns + 1; 3Ph 11: Nos; 3Ph 12: INR; 3Ph 13: INR
[9 empty] | Nos of Panels With J-Bolt |  |  | 5
|  | Cost of each leg with clamps & fasteners | 1PH 4: 1575; 1PH 5: 2023-01-09; 1PH 6: PEF; 3Ph 10: Total Cost for 5 Panels; 3Ph 13: 500
|  | Total cost of legs with clamps & fasteners | 1PH 4: 1575; 1PH 5: #DIV/0!; 1PH 6: Rs/Wp; 3Ph 10: Panel - Panel Earthing; 3Ph 13: 230.1
|  | No.of bricks required in each leg | 1PH 4: 3; 3Ph 10: Total Cost/Wp; 3Ph 12: 0.27041
|  | Cost of a 6 inch 35kg block | 1PH 4: 55; 1PH 5: 2023-01-09; 1PH 6: PEF
|  | No.of bricks required for the project | 1PH 4: 3
|  | Total cost of bricks | 1PH 4: 165
|  | Transport cost for MMS, bricks | 1PH 4: 660; 1PH 5: 2023-01-09; 1PH 6: PEF
|  | Total cost of legs + ballast | 1PH 4: 2400
|  | Cost of MMS/Wp | 1PH 4: #DIV/0!
Earthing for Elevated Structure | bar: 1PH 4 to 1PH 6
|  | Item | 1PH 4: Units; 1PH 5: Price/Unit; 1PH 6: Total Price
|  | Cable AC 1 Core x 6 Sqmm Green Cu PVC FLEX Polycab | 1PH 4: 3; 1PH 5: 55; 1PH 6: 165
|  | Hex bolt M8x25 mm SS-304, Hex Nut M8 SS-304, 2Plain Washer M8 SS-304, Spring Washer M8 SS-304 | 1PH 4: 5; 1PH 5: 13.02; 1PH 6: 65.1
|  | Manual Entry - Rows | 1PH 5: Total; 1PH 6: 230.1
2
Note on AA9: Costs Change with formula
Note on D16: Calculation Based Cost
Note on F27: BOM Flag: If TopEnd, 1 BaseModel, 0.
Note on E43: Cost of structure without bricks

## Fixed Costs
User Input Table
User Input Table (Derived from Front Sheet)
| Item | Value | Units
| Solar Panel | Waaree 540Wp Mono PERC DCR
| Panel Wattage | 540 | Wp
| Nos of Panels | 5 | nos
| Total kWp | 2.7 | kWp
| Site Distance | 5 | kms
| Structure-1 | Elevated Skeleton (J-Bolt)
| Structure -2 | 0
| Cable Length (Micros - AJB) | 10
| Cable Length (AJB - MeterBox) | 40 | mtrs
| Earthing - Structure & AC | 15 | mtrs
| Earthing - LA | 0 | mtrs
| Inverter Capacity/Micro | 480 | Va
| Inverter Capacity for 5 Micros | 2.4 | kVa
Solar Panel Details
| Panel Costings | [7 empty] | Automatic DCR Panel List
| Name | Make | Wp | Type | DCR? | Cost /Wp | Price Effective Date |  | Waaree 540Wp Mono PERC DCR
| Waaree 540Wp Mono PERC Non-DCR | Waaree | 540 | Mono PERC | Non-DCR | 23.5 | 2023-08-22 |  | Adani 535Wp Mono PERC Bi-Facial DCR
| Waaree 540Wp Mono PERC DCR | Waaree | 540 | Mono PERC | DCR | 24.5 | 2023-08-22 |  | Premier 540Wp Mono PERC Bi-Facial DCR
| Adani 535Wp Mono PERC Bi-Facial DCR | Adani | 535 | Mono PERC Bi-Facial | DCR | 22.75 | 2023-08-22
| Premier 540Wp Mono PERC Bi-Facial DCR | Premier | 540 | Mono PERC Bi-Facial | DCR | 24.5 | 2023-08-22
[5 empty] | COST NOW | 24.5
Liaisoning
| Liaisoning Costs |  |  |  |  | Registration and PPA Costs
| Min | Max | Liaisoning Cost | Price Effective Date |  | Min | Max | Price | Price Effective Date | Comments
| 0 | 4.999 | 11500 | 2021-07-12 |  | 0 | 4.999 | 2200 | 2021-10-04 | 1500+GST+430
| 5 | 9.999 | 17000 | 2021-07-12 |  | 5 | 49.999 | 6330 | 2021-10-04 | 5900+GST+430
| 10 | 19.999 | 26000 | 2021-07-12 |  | 50 | 1000 | 18130 | 2021-10-04 | 15000+GST+430
| 20 | 39.999 | 38000 | 2021-07-12
| 40 | 1000 | 1000 | 2021-07-12 |  | Meter and Calibration Charges
|  |  |  | 2021-10-04 |  | Min | Max | Price | Price Effective Date | Comments
[5 empty] | Single Phase | 0 | 5 | 3187 | 2021-10-04 | BDM + GM + Calibration charges for BDM
[5 empty] | Three Phase | 5.001 | 17.499 | 9974 | 2021-10-04 | BDM + GM + Calibration charges for BDM
[6 empty] | 17.5 | 49.999 | 25048 | 2021-10-04 | BDM + CM + GM + Calibration charges for 2 meters + 4 CTs
[6 empty] | 50 | 1000 | 59811 | 2021-10-04 | BDM + CM + GM + Calibration charges for 2 meters + 3 CTs
Liaison, Regn, PPA, Meter and Clbrn
[6 empty] | Project Size | 2.7kWp
[6 empty] | Liaison Cost | 11500 | System Size Lookup
[6 empty] | Regn Cost | 2200 | System Size Lookup
[6 empty] | Meter Cost | 3187 | if three phase then lookup sanction load from blue table, if single phase orange table
[6 empty] | Total | 16887
Transport & Labour
Labour Cost Lookup Table
| Max kWp | Without Ballast | Ballast | PEF
| 5 | 1500 | 1500 | 2023-01-05
| 10 | 3200 | 5000 | 2023-01-05
| 20 | 4800 | 6000 | 2023-01-05
| Labour Cost Now | 1500 | Ballast Present? | #VALUE!
| TRANSPORT + Labour COST |  | 2500
| Max kWp | Distance to site | 5 | 10 | 20 | 30 | 40 | 50 | 60 | 70 | 80 | 90 | 100 | 110 | 120 | 130 | 140 | 150 | 160 | 170 | 180 | 190 | 200
| 5 | Boloro | 1000 | 1500 | 2000 | 3000 | 3500 | 4000 | 5000 | 5500 | 6000 | 7000 | 7500 | 8000 | 9000 | 9500 | 10000 | 11000 | 11500 | 12000 | 13000 | 13500 | 14000
| 10 | 407 | 2000 | 2500 | 3000 | 4000 | 4500 | 5000 | 6000 | 6500 | 7000 | 8000 | 8500 | 9000 | 10000 | 10500 | 11000 | 12000 | 12500 | 13000 | 14000 | 14500 | 15000
| 50 | Eicher | 3000 | 3500 | 4000 | 5000 | 5500 | 6000 | 7000 | 7500 | 8000 | 9000 | 9500 | 10000 | 11000 | 11500 | 12000 | 13000 | 13500 | 14000 | 15000 | 15500 | 16000
| Transport cost | 1000 | bar: 2500 5 to 2500 10
Warranties
Warranty Costs
| Item | Costs
| 10 Years | 0
| 15 Years | 0
| 20 Years | 559
| 25 Years | 1295
| Warranty Cost Now | 0
Margins
GST | bar: 2500 5
13.8% | bar: 2500 5
Subsidy
Inverter vs Panel. (Subsidy for the lowest rating) | bar: 2500 5
| Inverter Rating | DC Capacity | 2500 5: Lowest
| 2.4 | 2.7 | 2500 5: 2.4
National Subsidy Lookup Table | bar: 2500 5
| kWp | Base Subsidy | 2500 5: Incriment/kW
| 3 | 18000 | 2500 5: 18000
| 10 | 9000 | 2500 5: 9000
| >10 | 117000 | 2500 5: 0
| TOTAL | 43200 | 2500 5: INR
Subsidy Result Sheet
| kWp | Subsidy Amt
| Not Applicable | 0
| National Subsidy | 43200
| Subsidy NOW | 43200
CreditFair EMI
|  | Processing Fees | 2500 5: 1499; 2500 20: Loan AMT; 2500 30: 266178.2
| EMI Plan | Total EMIs | 2500 5: Payable in Advance; 2500 10: EMIs Remaining; 2500 20: Annual Interest rate % changed to customer; 2500 30: Subvention to Customer; 2500 40: EMI; 2500 50: Upfront from customer to EcoSoch; 2500 60: 1st Phase Disbursement 50% from CreditFair to EcoSoch; 2500 70: 2nd Phase Disbursement 50% from CreditFair to EcoSoch (After 20 days); 2500 80: Total Amount Received by EcoSoch
0% EMI Plans
| 6 Month Option | 6 | 2500 5: 30%; 2500 10: 6; 2500 20: 0%; 2500 30: 4.35%; 2500 40: 31054.1233; 2500 50: 79853.46; 2500 60: 93162.37; 2500 70: 85057.2438; 2500 80: 258073.0738 | 267677.2
| Loan Amount | EcoSoch Loss (Loan amount - Payment received by EcoSoch | 2500 5: Margin Impact; 2500 10: Calculated Interest Subvention; 2500 20: Annual Interest for Customer; 2500 30: Loan + Interest for customer; 2500 40: EMI (Loan + Interest)/ Tenure; 2500 50: Total Payable by Customer (Loan + Interest + DP + Fee)
0% EMI Plans | bar: 2500 5 to 2500 70
| 186324.74 | 8105.1262 | 2500 5: 3.045%; 2500 10: 8105.1262; 2500 20: 0; 2500 30: 186324.74; 2500 40: 31054.1233; 2500 50: 267677.2
Formulas:
Price Effective Date = MAX(E29:[Price Effective Date, row above],J29:J31,[Price Effective Date, row below]:J38)
Note on C3: From 50kW, it is Rs.1000/kW
Note on D19: Wp Value Range: Min: 499 Max: 599
Note on D28: From 50kW, it is Rs.1000/kW
Note on D33: /kW

## Mail Body
Proposal Template
EcoSoch Solar - 2.7kWp Enphase Proposal for Mr. Prem's residence (under National Subsidy Scheme)
Considerations:
| • | You have a Single Phase connection with a sanctioned load of 3kW
| • | 5 nos of Waaree 540Wp Mono PERC DCR Solar modules are in this 2.7kWp system
| • | With a 2.7kWp system, we are looking at an average generation of 3780 units per year (approx).
| • | 5 nos of Enphase IQ7A Micro-Inverters will be provided.
| • | The customer needs to provide a suitable area for the ACDB near the BESCOM main meter cubicle.
| • | Length of the AC Cable provided will be 40mtrs. More than this will be charged extra at actuals.
| • | The customer needs to provide an internet connection to Enphase's remote monitoring device called Envoy.
| • | 1 no.of earthing is taken into consideration. The customer needs to provide an appropriate place for digging the earthing pit.
| • | Aluminium cable will be used for earthing. 15m of Aluminium Cable will be provided for structure earthing. More than this will be charged extra at actuals.
| • | 5Nos of Panels will be mounted on Elevated Skeleton (J-Bolt)Structure
If you have any doubts kindly let me know. Looking forward to working with you.

## Enphase Accessories
BOM Name | Price | PEF | Max VA | MAX O/P I
Inverter Enphase IQ 8P 450W micro | 7875 | 2023-11-16 | 480 | 2.07
Cable Enphase Q Cable | 625 | 2023-03-08
Enphase Branch Terminator | 620 | 2023-03-08
Solar Monitoring Enphase Envoy S | 12500 | 2023-03-08
Phase Coupler Legrand 16W22-036 | 8500 | 2023-03-08
Enphase Q-RELAY-3P-INT | 5000 | 2023-03-08
Contactor MZ201 HAGER AUX 1NO/1NC | 950 | 2023-03-23
Panel Connector MC4 w/ Lugs Staubli | 85 | 2023-03-13
Note on E5: Sandesh: IQ8P comes along Q cable so I will be deducting the extra Q cable cost in formula. Cost of IQ8P inverter - Rs. 8500

## BOM - Premium
EcoSoch Solar Pvt Ltd - Premium Enphase Model
Client Name | Mr. Prem | [5 empty] | System Size: | 2.7
BoM Prep by | [6 empty] | Date: | 2024-04-21
Roof Type | [6 empty] | System Type: | On - Grid
Project ID | [6 empty] | Solar Panel Wp | 540
Filter | Description | QTY | Alternate QTY | A | P/L | Extra | Return | Comments | Cost@Actuals/Unit | Total Cost @ Actuals | Price for Customer | PEF | Hard Coded | External Sheet Link | Within Sheet (Formula) | Editable Field
Panel | [12 empty] | Legend
| Waaree 540Wp Mono PERC DCR | 5 | [6 empty] | 13230 | 66150 | 73500 | 2023-08-22
Enphase & Accessories
| Inverter Enphase IQ 8P 450W micro | 5 | [6 empty] | 7875 | 39375 | 43800 | 2023-11-16
| Cable Enphase Q Cable | 5 | [6 empty] | 625 | 3125 | 3500 | 2023-03-08 | These Values for both Premium and Standard models remain the same
| Enphase Branch Terminator | 1 | [6 empty] | 620 | 620 | 700 | 2023-03-08
| Solar Monitoring Enphase Envoy S | 1 | [6 empty] | 12500 | 12500 | 13900 | 2023-03-08
| Enphase Q-RELAY-3P-INT | 1 | [6 empty] | 5000 | 5000 | 5600 | 2023-03-08
| 0 | 0 | [6 empty] | 0 | 0 | 0
| Panel Connector MC4 w/ Lugs Staubli | 16 | [6 empty] | 85 | 1360 | 1600 | 2023-10-03
Module Mounting Structure
Structure Chosen by Sales | Elevated Skeleton (J-Bolt) | For 5 Panels | [6 empty] | 0.27/Watt | 730.1 | 900 | 2023-03-21 | Editable Cells are Hidden, Unhide it for Detailed Specification
[9 empty] | 0/Watt |  | 0 | 2023-03-21
[9 empty] | 63.4444444444444/Watt |  | 0 | 2023-03-21
[9 empty] | 60.2185185185185/Watt |  | 0 | 2023-03-21
[9 empty] | 63.4444444444444/Watt |  | 0 | 2023-03-21
[9 empty] | 0.270407407407407/Watt |  | 0 | 2023-03-21
| 0 | For Panels | [6 empty] | 0/Watt | 0 | 0 | 2023-03-21
Meter Cubicle
| Meter Cubicle 800*400, 1 Ph Maruthi Switch Gear | 1 | [6 empty] | 5200 | 5200 | 5800 | 2023-03-11 | Cable Lengths |  |  |  |  | Cable Defaults
AC Distribution Box | [12 empty] | Item |  |  |  | Qty in meter | Defaults | Extra | Extra Cost
| SPD DS240S-280 Citel | 1 | [6 empty] | 1245 | 1245 | 1400 | 2023-03-11 | LA Earthing |  |  |  | 0 | 10 | 0 | 0
| MCB 16 A 2 Pole ABB | 1 | [6 empty] | 380 | 380 | 500 | 2023-03-11 | AC Cable from Micro Inverter to AJB |  |  |  | 10 | 10 | 0 | 0
| MCB 10 A 2 Pole ABB | 1 | [6 empty] | 380 | 380 | 500 | 2023-03-11 | AC Cable from AJB to Bescom Meter |  |  |  | 40 | 10 | 30 | 5900
| Maruthi Switch Gear Meter 400*500*120 - ACDB | 0 | [6 empty] | 2550 | 0 | 0 | 2023-03-11 | Structure Earthing |  |  |  | 15 | 10 | 5 | 170
| OverVoltage and UnderVoltage Monitoring Device 900VPR-280/520 Selec | 0 | [6 empty] | 1240 | 0 | 0 | 2023-03-11
| Contactor NCH8-25/40 220/230V Chint Sugi | 0 | [6 empty] | 470 | 0 | 0 | 2023-03-11
| Connector End ConnectWell | 5 | [6 empty] | 14 | 70 | 100 | 2023-03-11 | Cost & Price Summary
| Spare Accessories (Wiring, etcc) | 1 | [6 empty] | 200 | 200 | 300 | 2023-03-11 | BoM Cost@Actuals | 147149.51 | BoM Cost @ Actuals @/Watt | 54.4998
[13 empty] | Price to Customer | 171300 | Price to Customer | 63.4444
AJB
| KF 1000H | 0 | [6 empty] | 840 | 0 | 0 | 2023-10-03
| Connector N10 | 0 | [6 empty] | 23.6 | 0 | 0 | 2023-10-03
| Connector DB16 | 0 | [6 empty] | 260 | 0 | 0 | 2023-10-03
Cables
| Cable 2C x 4 sq.mm ¦Cu Polycab | 40 | [6 empty] | 82 | 3280 | 3700 | 2023-03-11
| Cable 2C x 2.5 sq.mm ¦Cu Polycab | 5 | [6 empty] | 55 | 275 | 400 | 2023-03-11
| Cable 2C x 1.5 sq.mm ¦Cu Polycab | 3 | [6 empty] | 34 | 102 | 200 | 2023-03-13
| Cable 1C x 4 sq.mm ¦Cu Polycab Red | 12 | [5 empty] | Red: 6 Black 6 | 38 | 456 | 600 | 2023-03-03
Cable 1C x 4 sq.mm ¦Cu Polycab Black
| Cable 1C x 6 sq.mm ¦Cu Polycab | 5 | [6 empty] | 55 | 275 | 400 | 2023-03-03
Earthing
| Earth Rod - 1.2m | 1 | [6 empty] | 500 | 500 | 600 | 2023-03-06
| Earthing Chamber - EPC02L | 1 | [6 empty] | 450 | 450 | 500 | 2023-03-06
| Lightning Arrester - 1.2m | 0 | [6 empty] | 1080 | 0 | 0 | 2023-03-06
| 10kG Backfill Compound | 1 | [6 empty] | 250 | 250 | 300 | 2023-03-06
| Cable 1C x 16 sq.mm ¦Al Generic | 15 | [6 empty] | 23 | 345 | 400 | 2023-03-06
| Cable Clips for 16sq.mm Al Cable | 20 | [6 empty] | 6 | 120 | 200 | 2023-03-06
| Cable 1C x 16 sq.mm ¦Al Generic | 0 | [6 empty] | 23 | 0 | 0 | 2023-03-06
| Cable Clips for 16sq.mm Al Cable | 5 | [6 empty] | 6 | 30 | 100 | 2023-03-06
| Hex bolt M8x25 mm SS-304, Hex Nut M8 SS-304, 2Plain Washer M8 SS-304, Spring Washer M8 SS-304 | 3 | [6 empty] | 26.04 | 78.12 | 100 | 2023-03-06
Panel - Panel Earthing (if) | Cable AC 1 Core x 6 Sqmm Green Cu PVC FLEX Polycab | 0 | [6 empty] | 55 | 0 | 0 | 2023-03-25
| Hex bolt M8x25 mm SS-304, Hex Nut M8 SS-304, 2Plain Washer M8 SS-304, Spring Washer M8 SS-304 | 0 | [6 empty] | 13.02 | 0 | 0 | 2023-03-25
Cable Lugs
End Sleeves | End Sleeve 2.5 sq.mm Cu | 4 | [6 empty] | 1.5 | 6 | 100 | 2023-03-04
| End Sleeve 4 sq.mm Cu | 20 | [6 empty] | 2 | 40 | 100 | 2023-03-04
| End Sleeve 6 sq.mm Cu | 3 | [6 empty] | 2 | 6 | 100 | 2023-03-04
Twin Ferrules | Twin Ferrules 4 sq.mm Cu | 5 | [6 empty] | 2.5 | 12.5 | 100 | 2023-03-04
| Twin Ferrules 2.5 sq.mm Cu | 3 | [6 empty] | 1 | 3 | 100 | 2023-03-04
| Ring Lugs 4-6x8 sq.mm Cu | 5 | [6 empty] | 5 | 25 | 100 | 2023-03-04
Conduits
Conduit & Acc | Pipe 25 mm MMS Precision | 14 | [6 empty] | 65.025 | 910.35 | 1100 | 2023-03-04
| Bend 25 mm Precision | 56 | [6 empty] | 10.1 | 565.6 | 700 | 2023-03-04
| Elbow 25 mm Precision | 40 | [6 empty] | 7.5 | 300 | 400 | 2023-03-04
| Round 'U' Clip - Precision 25mm(With Screws) | 40 | [6 empty] | 12.3 | 492 | 600 | 2023-03-04
| Female Bush Adaptor 25 sq.mm OBO | 4 | [6 empty] | 12 | 48 | 100 | 2023-03-14
| Gland 25 sq.mm OBO | 2 | [6 empty] | 55 | 110 | 200 | 2023-03-14
Other Accessorires
Screws | Self Threaded Screw 1 Inch CSK SS-304 + Wall Plug | 40 | [6 empty] | 4.12 | 164.8 | 200 | 2023-03-13
| Self Tapping Screw 1/2 Inch CSK SS-304 + Wall Plug | 6 | [6 empty] | 1.8 | 10.8 | 100 | 2023-03-14
| Self Tapping Screw 1 1/2 Inch PAN SS-304 + Wall Plug | 57 | [6 empty] | 5.8 | 330.6 | 400 | 2023-03-13
| Hex coach screw M8x50 SS-304 | 4 | [6 empty] | 33.18 | 132.72 | 200 | 2023-03-14
Wall Plugs | Wall Plugs 8x50 | 4 | [6 empty] | 4.88 | 19.52 | 100 | 2023-03-14
| Wall Plugs 6x20 | 57 | [6 empty] | 3 | 171 | 200 | 2023-03-13
Tapes | Insulation Tape Red | 1 | [6 empty] | 18 | 18 | 100 | 2023-03-13
| Insulation Tape Yellow | 0 | [6 empty] | 16 | 0 | 0 | 2023-03-13
| Insulation Tape Blue | 0 | [6 empty] | 18 | 0 | 0 | 2023-03-13
| Insulation Tape Black | 1 | [6 empty] | 18 | 18 | 100 | 2023-03-13
| Insulation Tape Green | 1 | [6 empty] | 18 | 18 | 100 | 2023-03-13
| Silicon Sealant Clear GP Walker 280 ml | 1 | [6 empty] | 175 | 175 | 200 | 2023-03-13
Cable Tie | Cable Tie 295mm Black | 45 | [6 empty] | 3 | 135 | 200 | 2023-03-13
| Cable Tie 100 mm White Paruma | 10 | [6 empty] | 0.5 | 5 | 100 | 2023-03-13
| Cable Tie Mounting Base White | 10 | [6 empty] | 10 |  |  | 2023-03-13
| Din Mounting Rail Mtrs | 0.4 | [6 empty] | 66 | 26.4 | 100 | 2023-03-13
| Signs Stickers Waterproof | 1 | [6 empty] | 250 | 250 | 300 | 2023-03-13
| Signs Boards Bescom Meter Reading sheet Laminated 3 Phase & 1 Phase | 1 | [6 empty] | 30 | 30 | 100 | 2023-03-13
| Spiral 6 MM | 1 | [6 empty] | 120 | 120 | 200 | 2023-03-13
| Indication Lamp Green | 1 | [6 empty] | 70 | 70 | 100 | 2023-03-25
| LED Indicator with Buzzer | 2 | [6 empty] | 150 | 300 | 400 | 2023-03-25
| Toggle Switch | 2 | [6 empty] | 70 | 140 | 200 | 2023-03-14
| Buffer on Electrical Components | 10% | [5 empty] | Electrical Components P -> | 45900 |  | 4600 | 2023-03-24
[9 empty] | Cost @Actuals -> | 147149.51 | 171300 | <- Price to Customer
[10 empty] | 19550.49 | Margin Amount - Excluding Buffer
Editable Cells (E Coloumn) for Alternate Quantities are Hidden, Unhide it for Alternate Entery, HIDE IT BACK while creating PDF
Note on P7: Hard Coded: The Values are written in into the cells with no formulae whatsoever.
Note on Q7: External Sheet Link: Values are calculeted from another sheet in the workbook.
Note on R7: Within Sheet (Formula): Values are calculated based on other values inside the sheet.
Note on S7: Editable Field: In case there are some Components/fields,missing/hidden, cells here are unlocked for the same operation.
Note on D59: Earth Rod: Is 1 + LA (if)
Note on D60: Earthng Chamber: Equal to nos of earth rod.
Note on D61: Lightning Arrerster: If in worksheet, the LA Kit is chosen to be "Yes", then 1, else 0.
Note on D62: Backfill Compound: Equal to Number of Earth Rods
Note on D63: Structure Earthing Cable: Chosen Length in worksheet or min. default is considered.
Note on D64: Cable Clips for Earthing: Equals to length of Structure Earthing Cable + 5
Note on D65: LA Earthing Cable: If LA Kt is needed then it's length chosen in the final worksheet, if min. 10mtr.
Note on D66: Cable Clips for Earthing: Equals to length of LA Earthing Cable + 5
Note on D67: Hex Bolts Nos Earthing Pit + 2
Note on A68: Panel Panel Earthing: If J-Bolt is the selected Structure, then Panel-Panel Earthing wil be present.
Note on D68: Panel - Panel Earthng: Will Refer from Dynamic Cost sheet where Structure calculation s done.
Note on D87: Suraj Kumar: IF ELEVATED/SHEET ROOF 40, 15
Note on D90: Suraj Kumar: LA - 4 METER BOX - 4
Note on J109: For Reference only: For Quotation Breakdown Sheet.

## Backend(Premium)
User Input Section, legend
| Chosen AC Cabling & Earthing |  |  | Chosen Inverter |  |  | Electricals
| Parameter | VALUE |  | Parameter | VALUE |  | Parameter | Length |  |  | Heading
| Micros to AJB | 10 |  | Model | Inverter Enphase IQ 8P 450W micro |  | DC Capacity (kWp) | 2.7 |  |  | Sub-Heading
| AJB To Meter Box | 40 |  |  |  |  | Phase at Premisis? | Single Phase |  |  | Value is formula based
| LA(if) + Structure Earthing | 15 |  | Datasheet - Inverter |  |  | Phase Chosen for INV? | 1 |  |  | Hard Coded
|  |  |  | Type | Micros |  | Three Phase System? | No |  |  | User Input/Editable
| Chosen Solar Panel |  |  | Nos | 5 |  | TOTAL AC Output (kW) | 2.4 |  |  | <BLANK>
| Parameter | VALUE |  | Phase | 1 |  | kW/Phase | 2.4 |  |  | Written Data
| Model | Waaree 540Wp Mono PERC DCR |  | Max O/P Power (VA) | 480
| Panel Datasheet |  | /Wp | Max Current/inv | 2.07
| Max Rated Wp @STC | 525
| Nos | 5
Cabling Calculation Section
AC Cable Types
| Max AC O/P | 15 | 20 | 25 | 30 | 35 | 40 | 45 | 50 | 55 | 60 | 65 | 70 | 75 | 80 | 85 | 90 | 95 | 100 |  | Name | BoM Name | Core | sq.mm | Conductor | Make | Conduit | Price/m | PEF
| 0.5 | 2C x 2.5 sq.mm ¦Cu | 2C x 2.5 sq.mm ¦Cu | 2C x 2.5 sq.mm ¦Cu | 2C x 2.5 sq.mm ¦Cu | 2C x 2.5 sq.mm ¦Cu | 2C x 2.5 sq.mm ¦Cu | 2C x 2.5 sq.mm ¦Cu | 2C x 2.5 sq.mm ¦Cu | 2C x 2.5 sq.mm ¦Cu | 2C x 2.5 sq.mm ¦Cu | 2C x 2.5 sq.mm ¦Cu | 2C x 2.5 sq.mm ¦Cu | 2C x 2.5 sq.mm ¦Cu | 2C x 2.5 sq.mm ¦Cu | 2C x 2.5 sq.mm ¦Cu | 2C x 2.5 sq.mm ¦Cu | 2C x 2.5 sq.mm ¦Cu | 2C x 2.5 sq.mm ¦Cu |  | 1Ph Cables
| 1 | 2C x 2.5 sq.mm ¦Cu | 2C x 2.5 sq.mm ¦Cu | 2C x 2.5 sq.mm ¦Cu | 2C x 2.5 sq.mm ¦Cu | 2C x 2.5 sq.mm ¦Cu | 2C x 2.5 sq.mm ¦Cu | 2C x 2.5 sq.mm ¦Cu | 2C x 2.5 sq.mm ¦Cu | 2C x 2.5 sq.mm ¦Cu | 2C x 2.5 sq.mm ¦Cu | 2C x 2.5 sq.mm ¦Cu | 2C x 4 sq.mm ¦Cu | 2C x 4 sq.mm ¦Cu | 2C x 4 sq.mm ¦Cu | 2C x 4 sq.mm ¦Cu | 2C x 4 sq.mm ¦Cu | 2C x 4 sq.mm ¦Cu | 2C x 4 sq.mm ¦Cu |  | 2C x 2.5 sq.mm ¦Cu | Cable 2C x 2.5 sq.mm ¦Cu Polycab | 2 | 2.5 | Cu | Polycab | 20 | 55 | 2023-03-11
| 1.5 | 2C x 2.5 sq.mm ¦Cu | 2C x 2.5 sq.mm ¦Cu | 2C x 2.5 sq.mm ¦Cu | 2C x 2.5 sq.mm ¦Cu | 2C x 2.5 sq.mm ¦Cu | 2C x 2.5 sq.mm ¦Cu | 2C x 4 sq.mm ¦Cu | 2C x 4 sq.mm ¦Cu | 2C x 4 sq.mm ¦Cu | 2C x 4 sq.mm ¦Cu | 2C x 4 sq.mm ¦Cu | 2C x 4 sq.mm ¦Cu | 2C x 6 sq.mm ¦Cu | 2C x 6 sq.mm ¦Cu | 2C x 6 sq.mm ¦Cu | 2C x 6 sq.mm ¦Cu | 2C x 6 sq.mm ¦Cu | 2C x 6 sq.mm ¦Cu |  | 2C x 4 sq.mm ¦Cu | Cable 2C x 4 sq.mm ¦Cu Polycab | 2 | 4 | Cu | Polycab | 25 | 82 | 2023-03-11
| 2 | 2C x 2.5 sq.mm ¦Cu | 2C x 2.5 sq.mm ¦Cu | 2C x 2.5 sq.mm ¦Cu | 2C x 2.5 sq.mm ¦Cu | 2C x 4 sq.mm ¦Cu | 2C x 4 sq.mm ¦Cu | 2C x 4 sq.mm ¦Cu | 2C x 4 sq.mm ¦Cu | 2C x 6 sq.mm ¦Cu | 2C x 6 sq.mm ¦Cu | 2C x 6 sq.mm ¦Cu | 2C x 6 sq.mm ¦Cu | 2C x 6 sq.mm ¦Cu | 2C x 6 sq.mm ¦Cu | 2C x 10 sq.mm ¦Cu | 2C x 10 sq.mm ¦Cu | 2C x 10 sq.mm ¦Cu | 2C x 10 sq.mm ¦Cu |  | 2C x 6 sq.mm ¦Cu | Cable 2C x 6 sq.mm ¦Cu Polycab | 2 | 6 | Cu | Polycab | 25 | 117 | 2023-03-11
| 2.5 | 2C x 2.5 sq.mm ¦Cu | 2C x 2.5 sq.mm ¦Cu | 2C x 2.5 sq.mm ¦Cu | 2C x 4 sq.mm ¦Cu | 2C x 4 sq.mm ¦Cu | 2C x 4 sq.mm ¦Cu | 2C x 6 sq.mm ¦Cu | 2C x 6 sq.mm ¦Cu | 2C x 6 sq.mm ¦Cu | 2C x 6 sq.mm ¦Cu | 2C x 10 sq.mm ¦Cu | 2C x 10 sq.mm ¦Cu | 2C x 10 sq.mm ¦Cu | 2C x 10 sq.mm ¦Cu | 2C x 10 sq.mm ¦Cu | 2C x 10 sq.mm ¦Cu | 2C x 10 sq.mm ¦Cu | 2C x 10 sq.mm ¦Cu |  | 2C x 10 sq.mm ¦Cu | Cable 2C x 10 sq.mm ¦Cu Polycab | 2 | 10 | Cu | Polycab | 32 | 198 | 2023-03-11
| 3 | 2C x 2.5 sq.mm ¦Cu | 2C x 2.5 sq.mm ¦Cu | 2C x 4 sq.mm ¦Cu | 2C x 4 sq.mm ¦Cu | 2C x 4 sq.mm ¦Cu | 2C x 6 sq.mm ¦Cu | 2C x 6 sq.mm ¦Cu | 2C x 6 sq.mm ¦Cu | 2C x 10 sq.mm ¦Cu | 2C x 10 sq.mm ¦Cu | 2C x 10 sq.mm ¦Cu | 2C x 10 sq.mm ¦Cu | 2C x 10 sq.mm ¦Cu | 2C x 10 sq.mm ¦Cu | 2C x 10 sq.mm ¦Cu | 2C x 10 sq.mm ¦Cu |  |  |  | 2C x 1.5 sq.mm ¦Cu | Cable 2C x 1.5 sq.mm ¦Cu Polycab | 2 | 1.5 | Cu | Polycab | 20 | 34 | 2023-03-13
| 3.5 | 2C x 2.5 sq.mm ¦Cu | 2C x 4 sq.mm ¦Cu | 2C x 4 sq.mm ¦Cu | 2C x 4 sq.mm ¦Cu | 2C x 6 sq.mm ¦Cu | 2C x 6 sq.mm ¦Cu | 2C x 6 sq.mm ¦Cu | 2C x 10 sq.mm ¦Cu | 2C x 10 sq.mm ¦Cu | 2C x 10 sq.mm ¦Cu | 2C x 10 sq.mm ¦Cu | 2C x 10 sq.mm ¦Cu | 2C x 10 sq.mm ¦Cu
| 4 | 2C x 2.5 sq.mm ¦Cu | 2C x 4 sq.mm ¦Cu | 2C x 4 sq.mm ¦Cu | 2C x 6 sq.mm ¦Cu | 2C x 6 sq.mm ¦Cu | 2C x 6 sq.mm ¦Cu | 2C x 10 sq.mm ¦Cu | 2C x 10 sq.mm ¦Cu | 2C x 10 sq.mm ¦Cu | 2C x 10 sq.mm ¦Cu | 2C x 10 sq.mm ¦Cu | [8 empty] | 3Ph Cables
| 4.5 | 15: 2C x 4 sq.mm ¦Cu; 20: 2C x 4 sq.mm ¦Cu; 25: 2C x 6 sq.mm ¦Cu; 30: 2C x 6 sq.mm ¦Cu; 35: 2C x 6 sq.mm ¦Cu; 40: 2C x 10 sq.mm ¦Cu; 45: 2C x 10 sq.mm ¦Cu; 50: 2C x 10 sq.mm ¦Cu; 55: 2C x 10 sq.mm ¦Cu; 60: 2C x 10 sq.mm ¦Cu |  | 4C x 1.5 sq.mm ¦Cu | Cable 4C x 1.5 sq.mm ¦Cu Polycab | 4 | 1.5 | Cu | Polycab | 20 | 67 | 2023-03-13
| 5 | 15: 2C x 4 sq.mm ¦Cu; 20: 2C x 4 sq.mm ¦Cu; 25: 2C x 6 sq.mm ¦Cu; 30: 2C x 6 sq.mm ¦Cu; 35: 2C x 10 sq.mm ¦Cu; 40: 2C x 10 sq.mm ¦Cu; 45: 2C x 10 sq.mm ¦Cu; 50: 2C x 10 sq.mm ¦Cu; 55: 2C x 10 sq.mm ¦Cu |  | 4C x 2.5 sq.mm ¦Cu | Cable 4C x 2.5 sq.mm ¦Cu Polycab | 4 | 2.5 | Cu | Polycab | 20 | 107 | 2023-03-11
[21 empty] | 4C x 4 sq.mm ¦Cu | Cable 4C x 4 sq.mm ¦Cu Polycab | 4 | 4 | Cu | Polycab | 32 | 153 | 2023-03-11
| 5 | 4C x 2.5 sq.mm ¦Cu | 4C x 2.5 sq.mm ¦Cu | 4C x 2.5 sq.mm ¦Cu | 4C x 2.5 sq.mm ¦Cu | 4C x 2.5 sq.mm ¦Cu | 4C x 2.5 sq.mm ¦Cu | 4C x 2.5 sq.mm ¦Cu | 4C x 2.5 sq.mm ¦Cu | 4C x 2.5 sq.mm ¦Cu | 4C x 2.5 sq.mm ¦Cu | 4C x 2.5 sq.mm ¦Cu | 4C x 2.5 sq.mm ¦Cu | 4C x 2.5 sq.mm ¦Cu | 4C x 2.5 sq.mm ¦Cu | 4C x 2.5 sq.mm ¦Cu | 4C x 2.5 sq.mm ¦Cu | 4C x 2.5 sq.mm ¦Cu | 4C x 4 sq.mm ¦Cu
| 5.5 | 4C x 2.5 sq.mm ¦Cu | 4C x 2.5 sq.mm ¦Cu | 4C x 2.5 sq.mm ¦Cu | 4C x 2.5 sq.mm ¦Cu | 4C x 2.5 sq.mm ¦Cu | 4C x 2.5 sq.mm ¦Cu | 4C x 2.5 sq.mm ¦Cu | 4C x 2.5 sq.mm ¦Cu | 4C x 2.5 sq.mm ¦Cu | 4C x 2.5 sq.mm ¦Cu | 4C x 2.5 sq.mm ¦Cu | 4C x 2.5 sq.mm ¦Cu | 4C x 2.5 sq.mm ¦Cu | 4C x 2.5 sq.mm ¦Cu | 4C x 2.5 sq.mm ¦Cu | 4C x 4 sq.mm ¦Cu | 4C x 4 sq.mm ¦Cu | 4C x 4 sq.mm ¦Cu
| 6 | 4C x 2.5 sq.mm ¦Cu | 4C x 2.5 sq.mm ¦Cu | 4C x 2.5 sq.mm ¦Cu | 4C x 2.5 sq.mm ¦Cu | 4C x 2.5 sq.mm ¦Cu | 4C x 2.5 sq.mm ¦Cu | 4C x 2.5 sq.mm ¦Cu | 4C x 2.5 sq.mm ¦Cu | 4C x 2.5 sq.mm ¦Cu | 4C x 2.5 sq.mm ¦Cu | 4C x 2.5 sq.mm ¦Cu | 4C x 2.5 sq.mm ¦Cu | 4C x 2.5 sq.mm ¦Cu | 4C x 2.5 sq.mm ¦Cu | 4C x 4 sq.mm ¦Cu | 4C x 4 sq.mm ¦Cu | 4C x 4 sq.mm ¦Cu | 4C x 4 sq.mm ¦Cu
| 6.5 | 4C x 2.5 sq.mm ¦Cu | 4C x 2.5 sq.mm ¦Cu | 4C x 2.5 sq.mm ¦Cu | 4C x 2.5 sq.mm ¦Cu | 4C x 2.5 sq.mm ¦Cu | 4C x 2.5 sq.mm ¦Cu | 4C x 2.5 sq.mm ¦Cu | 4C x 2.5 sq.mm ¦Cu | 4C x 2.5 sq.mm ¦Cu | 4C x 2.5 sq.mm ¦Cu | 4C x 2.5 sq.mm ¦Cu | 4C x 2.5 sq.mm ¦Cu | 4C x 4 sq.mm ¦Cu | 4C x 4 sq.mm ¦Cu | 4C x 4 sq.mm ¦Cu | 4C x 4 sq.mm ¦Cu | 4C x 4 sq.mm ¦Cu | 4C x 4 sq.mm ¦Cu |  | Earthing Cable Types
| 7 | 4C x 2.5 sq.mm ¦Cu | 4C x 2.5 sq.mm ¦Cu | 4C x 2.5 sq.mm ¦Cu | 4C x 2.5 sq.mm ¦Cu | 4C x 2.5 sq.mm ¦Cu | 4C x 2.5 sq.mm ¦Cu | 4C x 2.5 sq.mm ¦Cu | 4C x 2.5 sq.mm ¦Cu | 4C x 2.5 sq.mm ¦Cu | 4C x 2.5 sq.mm ¦Cu | 4C x 2.5 sq.mm ¦Cu | 4C x 4 sq.mm ¦Cu | 4C x 4 sq.mm ¦Cu | 4C x 4 sq.mm ¦Cu | 4C x 4 sq.mm ¦Cu | 4C x 4 sq.mm ¦Cu | 4C x 4 sq.mm ¦Cu | 4C x 4 sq.mm ¦Cu |  | 1C x 16 sq.mm ¦Al | Cable 1C x 16 sq.mm ¦Al Generic | 1 | 16 | Al | Generic | 25 | 23 | 2023-03-11
| 7.5 | 4C x 2.5 sq.mm ¦Cu | 4C x 2.5 sq.mm ¦Cu | 4C x 2.5 sq.mm ¦Cu | 4C x 2.5 sq.mm ¦Cu | 4C x 2.5 sq.mm ¦Cu | 4C x 2.5 sq.mm ¦Cu | 4C x 2.5 sq.mm ¦Cu | 4C x 2.5 sq.mm ¦Cu | 4C x 2.5 sq.mm ¦Cu | 4C x 2.5 sq.mm ¦Cu | 4C x 4 sq.mm ¦Cu | 4C x 4 sq.mm ¦Cu | 4C x 4 sq.mm ¦Cu | 4C x 4 sq.mm ¦Cu | 4C x 4 sq.mm ¦Cu | 4C x 4 sq.mm ¦Cu | 4C x 4 sq.mm ¦Cu | 4C x 4 sq.mm ¦Cu |  | 1C x 6 sq.mm ¦Cu | Cable 1C x 6 sq.mm ¦Cu Kalinga | 1 | 6 | Cu | Kalinga | 20 | 30 | 2023-03-03
| 8 | 4C x 2.5 sq.mm ¦Cu | 4C x 2.5 sq.mm ¦Cu | 4C x 2.5 sq.mm ¦Cu | 4C x 2.5 sq.mm ¦Cu | 4C x 2.5 sq.mm ¦Cu | 4C x 2.5 sq.mm ¦Cu | 4C x 2.5 sq.mm ¦Cu | 4C x 2.5 sq.mm ¦Cu | 4C x 2.5 sq.mm ¦Cu | 4C x 2.5 sq.mm ¦Cu | 4C x 4 sq.mm ¦Cu | 4C x 4 sq.mm ¦Cu | 4C x 4 sq.mm ¦Cu | 4C x 4 sq.mm ¦Cu | 4C x 4 sq.mm ¦Cu | 4C x 4 sq.mm ¦Cu | 4C x 4 sq.mm ¦Cu |  |  | 1C x 6 sq.mm ¦Cu | Cable 1C x 6 sq.mm ¦Cu Polycab | 1 | 6 | Cu | Polycab | 25 | 55 | 2023-03-03
| 8.5 | 4C x 2.5 sq.mm ¦Cu | 4C x 2.5 sq.mm ¦Cu | 4C x 2.5 sq.mm ¦Cu | 4C x 2.5 sq.mm ¦Cu | 4C x 2.5 sq.mm ¦Cu | 4C x 2.5 sq.mm ¦Cu | 4C x 2.5 sq.mm ¦Cu | 4C x 2.5 sq.mm ¦Cu | 4C x 2.5 sq.mm ¦Cu | 4C x 4 sq.mm ¦Cu | 4C x 4 sq.mm ¦Cu | 4C x 4 sq.mm ¦Cu | 4C x 4 sq.mm ¦Cu | 4C x 4 sq.mm ¦Cu | 4C x 4 sq.mm ¦Cu | 4C x 4 sq.mm ¦Cu
| 9 | 4C x 2.5 sq.mm ¦Cu | 4C x 2.5 sq.mm ¦Cu | 4C x 2.5 sq.mm ¦Cu | 4C x 2.5 sq.mm ¦Cu | 4C x 2.5 sq.mm ¦Cu | 4C x 2.5 sq.mm ¦Cu | 4C x 2.5 sq.mm ¦Cu | 4C x 2.5 sq.mm ¦Cu | 4C x 4 sq.mm ¦Cu | 4C x 4 sq.mm ¦Cu | 4C x 4 sq.mm ¦Cu | 4C x 4 sq.mm ¦Cu | 4C x 4 sq.mm ¦Cu | 4C x 4 sq.mm ¦Cu | 4C x 4 sq.mm ¦Cu |  |  |  |  | DC Cable Types
| 9.5 | 4C x 2.5 sq.mm ¦Cu | 4C x 2.5 sq.mm ¦Cu | 4C x 2.5 sq.mm ¦Cu | 4C x 2.5 sq.mm ¦Cu | 4C x 2.5 sq.mm ¦Cu | 4C x 2.5 sq.mm ¦Cu | 4C x 2.5 sq.mm ¦Cu | 4C x 2.5 sq.mm ¦Cu | 4C x 4 sq.mm ¦Cu | 4C x 4 sq.mm ¦Cu | 4C x 4 sq.mm ¦Cu | 4C x 4 sq.mm ¦Cu | 4C x 4 sq.mm ¦Cu | 4C x 4 sq.mm ¦Cu | 4C x 4 sq.mm ¦Cu |  |  |  |  | Name | BoM Name | Core | sq.mm | Conductor | Make | Colour | Price/m | PEF
| 10 | 4C x 2.5 sq.mm ¦Cu | 4C x 2.5 sq.mm ¦Cu | 4C x 2.5 sq.mm ¦Cu | 4C x 2.5 sq.mm ¦Cu | 4C x 2.5 sq.mm ¦Cu | 4C x 2.5 sq.mm ¦Cu | 4C x 2.5 sq.mm ¦Cu | 4C x 4 sq.mm ¦Cu | 4C x 4 sq.mm ¦Cu | 4C x 4 sq.mm ¦Cu | 4C x 4 sq.mm ¦Cu | 4C x 4 sq.mm ¦Cu | 4C x 4 sq.mm ¦Cu | [6 empty] | 1C x 4 sq.mm ¦Cu | Cable 1C x 4 sq.mm ¦Cu Polycab Red | 1 | 4 | Cu | Polycab | Red | 38 | 2023-03-03
| 10.5 | 4C x 2.5 sq.mm ¦Cu | 4C x 2.5 sq.mm ¦Cu | 4C x 2.5 sq.mm ¦Cu | 4C x 2.5 sq.mm ¦Cu | 4C x 2.5 sq.mm ¦Cu | 4C x 2.5 sq.mm ¦Cu | 4C x 2.5 sq.mm ¦Cu | 4C x 4 sq.mm ¦Cu | 4C x 4 sq.mm ¦Cu | 4C x 4 sq.mm ¦Cu | 4C x 4 sq.mm ¦Cu | 4C x 4 sq.mm ¦Cu | [7 empty] | 1C x 4 sq.mm ¦Cu | Cable 1C x 4 sq.mm ¦Cu Polycab Black | 1 | 4 | Cu | Polycab | Black | 38 | 2023-03-03
Value Table | bar: 15
| Parameter | 15: Value
| AC Capacity | 15: 2.4; 30: Cabling, Conduit & Lugs Result Table - AJB to Meter Box
| Cable Length | 15: 40; 30: Parameter; 35: Value; 40: Quantity
| Inverters | 15: 5; 30: Cable; 35: Cable 2C x 4 sq.mm ¦Cu Polycab; 40: 40
| Cable Needed (AJB - METER) | 15: 2C x 4 sq.mm ¦Cu; 30: Cable sq.mm; 35: 4; 40: -
| Cable Needed (MICRO TO AJB) | 15: 2C x 2.5 sq.mm ¦Cu; 30: Conduit Required; 35: 25; 40: -
[5 empty] | End Sleeve | End Sleeve 4 sq.mm Cu | 20
[5 empty] | Twin Ferrules | Twin Ferrules 4 sq.mm Cu | 5
| Cabling, Conduit & Lugs Result Table - Micros to AJB | 30: Conduit & Accessories - AJB to Meter Box; 50: Cabling, Conduit & Lugs Result Table - DC; 70: Cabling, Conduit & Lugs Result Table - Envoy & Spare Wiring
| Parameter | Value | Quantity |  | Pipe | Pipe 25 mm MMS Precision | 14 |  | Parameter | Value |  |  | Parameter | Req. sq.mm | Value | Nos
| Cable | Cable 2C x 2.5 sq.mm ¦Cu Polycab | - |  | Bend | Bend 25 mm Precision | 56 |  | Cable | Cable 1C x 4 sq.mm ¦Cu Polycab Red |  |  | Wiring for OVCD, Contactor | 1.5 | Cable 2C x 1.5 sq.mm ¦Cu Polycab | 2
| Cable sq.mm | 2.5 | - |  | Elbow | Elbow 25 mm Precision | 40 |  | Cable | Cable 1C x 4 sq.mm ¦Cu Polycab Black |  |  | End Sleeve for SPD | 6 | End Sleeve 6 sq.mm Cu | 3
| Conduit Required | 20 | - | /m | Clamp | Round 'U' Clip - Precision 25mm(With Screws) | 40 |  | Cable Sq.mm | 4 |  |  | Ring Lugs for Structure, Meter Box | 4-6x8 | Ring Lugs 4-6x8 sq.mm Cu | 5
| End Sleeve | 15: End Sleeve 2.5 sq.mm Cu; 20: 4
| Twin Ferrule | 15: Twin Ferrules 2.5 sq.mm Cu; 20: 3
Accessories Section (MCBs, DCDBs)
| Available MCBs | 55: Back to BOM-Premium Sheet | [7 empty] | Available MCB Combination
| 1Ph | [18 empty] | [' | [6 empty] | Phase | Pole | Amps | bar: 15 to 30
| Name | 15: Rated Amps; 20: Poles; 25: Make; 30: Price | [7 empty] | 1 | 2 | 10
| MCB 10 A 2 Pole ABB | 15: 10; 20: 2; 25: ABB; 30: 380; 60: PEF; 65: 2023-03-11 | [7 empty] | 3 | 3 | 16
| MCB 16 A 2 Pole ABB | 15: 16; 20: 2; 25: ABB; 30: 380; 60: SPDs | [8 empty] | 4 | 20
| MCB 20 A 2 Pole ABB | 15: 20; 20: 2; 25: ABB; 30: 380; 60: Name; 65: Model; 70: Make; 75: Price | [9 empty] | 25
| MCB 25 A 2 Pole ABB | 15: 25; 20: 2; 25: ABB; 30: 380; 60: 1Ph | [9 empty] | 32
| MCB 32 A 2 Pole ABB | 15: 32; 20: 2; 25: ABB; 30: 420; 60: SPD DS240S-280 Citel; 65: DS240S-280; 70: Citel; 75: 1245 | [9 empty] | 40
| MCB 40 A 2 Pole ABB | 15: 40; 20: 2; 25: ABB; 30: 420; 60: 3Ph | [9 empty] | 63
| MCB 63 A 2 Pole ABB | 15: 63; 20: 2; 25: ABB; 30: 420; 60: SPD DS440S-280/G Citel; 65: DS440S-280/G; 70: Citel; 75: 2485
[6 empty] | MCB Results Table |  |  |  |  | OVCDs
[6 empty] | Parameter | Value |  |  |  | 1Ph
[6 empty] | Total O/P Current of all inverters | 10.35 |  |  |  | Overvoltage Relay SM500-MG73BF GIC |  |  | 1500
[6 empty] | Saftey Factor | 1.25 |  |  |  | 3Ph
[6 empty] | Max Current/Inv | 2.07 |  |  |  | OverVoltage and UnderVoltage Monitoring Device 900VPR-280/520 Selec |  |  | 1240
[6 empty] | Inverters/Ph | 5 |  |  |  | Contactors
| 3Ph | 35: Current/Ph; 40: 12.9375; 60: 1Ph
| MCB 10 A 4 Pole Chint | 15: 10; 20: 4; 25: Chint; 30: 743; 35: Chosen MCB (MAIN); 40: MCB 16 A 2 Pole ABB; 60: Contactor NCH8- 20-20-220/230V 50/60hz Chin; 75: 292
| MCB 16 A 4 Pole Chint | 15: 16; 20: 4; 25: Chint; 30: 743; 35: Price of MCB; 40: 380; 60: 3Ph
| MCB 20 A 4 Pole Chint | 15: 20; 20: 4; 25: Chint; 30: 743; 35: Chosen MCB (Envoy); 40: MCB 10 A 2 Pole ABB; 60: Contactor NCH8-25/40 220/230V Chint Sugi; 75: 470
| MCB 25 A 4 Pole Chint | 15: 25; 20: 4; 25: Chint; 30: 743; 35: Price of MCB; 40: 380; 60: Enclosures
| MCB 32 A 4 Pole Chint | 15: 32; 20: 4; 25: Chint; 30: 743; 60: 1Ph
| MCB 40 A 4 Pole Chint | 15: 40; 20: 4; 25: Chint; 30: 790; 35: AJB; 60: Maruthi Switch Gear Meter 400*500*120 - ACDB; 75: 2550
| MCB 63 A 4 Pole Chint | 15: 63; 20: 4; 25: Chint; 30: 809; 35: Parameter; 40: Quantity; 45: Price per Single Quantity; 60: 3Ph
[6 empty] | KF 1000H | 1 | 840 |  |  | Maruthi Switch Gear Meter 400*500*120 - ACDB |  |  | 2550
[6 empty] | Connector N10 | 5 | 23.6
[6 empty] | Connector DB16 | 1 | 260
| PEF | 15: 2023-03-04
| PEF | 15: 2023-03-11
ACDB Componenets Table | bar: 15 to 30
| Type | 15: Item; 20: Quantity; 25: Price/unit; 30: Price
| AC SPD | 15: SPD DS240S-280 Citel; 20: 1; 25: 1245; 30: 1245
| AC MCB (Main MCB) | 15: MCB 16 A 2 Pole ABB; 20: 1; 25: 380; 30: 380
| AC MCB (Envoy MCB) | 15: MCB 10 A 2 Pole ABB; 20: 1; 25: 380; 30: 380
| DB Box | 15: Maruthi Switch Gear Meter 400*500*120 - ACDB; 20: 0; 25: 2550; 30: 0
| OVCD | 15: OverVoltage and UnderVoltage Monitoring Device 900VPR-280/520 Selec; 20: 0; 25: 1240; 30: 0
| Contactor | 15: Contactor NCH8-25/40 220/230V Chint Sugi; 20: 0; 25: 470; 30: 0
| End Connector | 15: Connector End ConnectWell; 20: 5; 25: 14; 30: 70
| Accessories | 15: Spare Accessories (Wiring, etcc); 20: 1; 25: 200; 30: 200
|  |  |  | TOTAL | 2275
Earthing
Earthing Equipment - Premium Model | bar: 15 to 20
| Parameter | 15: Cable Lugs; 20: Price
| Earth Rod | 15: Earth Rod - 1.2m; 20: 500
| Earthing Chamber | 15: Earthing Chamber - EPC02L; 20: 450
| Lightning Arrester | 15: Lightning Arrester - 1.2m; 20: 1080
| Backfill Compound | 15: 10kG Backfill Compound; 20: 250
| LA Cable | 15: Cable 1C x 16 sq.mm ¦Al Generic; 20: 23
| LA Accessories | 15: Cable Clips for 16sq.mm Al Cable; 20: 6
| Structure Earthing | 15: Cable 1C x 16 sq.mm ¦Al Generic; 20: 23
| Structure Earthing Accessories | 15: Cable Clips for 16sq.mm Al Cable; 20: 6
| LA Mounting Accessories | 15: Hex bolt M8x25 mm SS-304, Hex Nut M8 SS-304, 2Plain Washer M8 SS-304, Spring Washer M8 SS-304; 20: 26.04
| Cable Accessories/Panel | 15: 6 sq.mm SS Bolts + Washers +Nuts+Ring Lugs; 20: 12.09
| Body + SPD Earthing Accessories | 15: M8 x 25 Bolt Nut (Full Set) x1 + 6x8mm Ring Lugs x1 + Twin Lugs 6 sq.mm x 5 + End Sleeve 6 sq.mm x5; 20: 12.09
| PEF | 15: 2023-03-06
Accessories Section (MCBs, DCDBs)
| PEF | 15: 2023-03-04
Conduit Types | bar: 15 to 30
| Conduit | 15: mm; 20: Material; 25: Make; 30: Conduit Price/m; 40: PEF; 45: 2023-03-14
| Pipe 20 mm MMS Precision | 15: 20; 20: MMS; 25: Precision; 30: 46.875; 40: Female Bush Adaptor
| Pipe 25 mm MMS Precision | 15: 25; 20: MMS; 25: Precision; 30: 65.025; 40: Name; 45: sq.mm; 50: Type; 55: Price
| Pipe 32 mm MMS Precision | 15: 32; 20: MMS; 25: Precision; 30: 99.375; 40: Female Bush Adaptor 20 sq.mm OBO; 45: 20; 50: OBO; 55: 12
| Bend | 25: Make; 30: Bend Price; 40: Female Bush Adaptor 25 sq.mm OBO; 45: 25; 50: OBO; 55: 12
| Bend 20 mm Precision | 15: 20; 25: Precision; 30: 6.525; 40: Female Bush Adaptor 32 sq.mm OBO; 45: 32; 50: OBO; 55: 22
| Bend 25 mm Precision | 15: 25; 25: Precision; 30: 10.1; 40: Female Bush Adaptor 25 sq.mm OBO; 45: 25; 50: OBO; 55: 12
| Bend 32 mm Precision | 15: 32; 25: Precision; 30: 32
| Collar | 25: Make; 30: Collar Price
| Collar 20 mm Precision | 15: 20; 25: Precision; 30: 3.5; 40: PEF; 45: 2023-03-14
| Collar 25 mm Precision | 15: 25; 25: Precision; 30: 3.7; 40: Gland
| Collar 32 mm Precision | 15: 32; 25: Precision; 30: 5; 40: Name; 45: sq.mm; 50: Type; 55: Price
| Clamp | 20: Screws?; 25: Type & Make; 30: Clamp Price; 40: Gland 20 sq.mm OBO; 45: 20; 50: OBO; 55: 37
| Round 'U' Clip - Precision 20mm(With Screws) | 15: 20; 20: With Screws; 25: Round 'U' Clip - Precision; 30: 8.85; 40: Gland 25 sq.mm OBO; 45: 25; 50: OBO; 55: 55
| Round 'U' Clip - Precision 25mm(With Screws) | 15: 25; 20: With Screws; 25: Round 'U' Clip - Precision; 30: 12.3; 40: Gland 32 sq.mm OBO; 45: 32; 50: OBO; 55: 110
| OBO Quick Clamp 32mm(With Screws) | 15: 32; 20: With Screws; 25: OBO Quick Clamp; 30: 18; 40: Gland 25 sq.mm OBO; 45: 25; 50: OBO; 55: 55
| Elbow | 25: Make; 30: Clamp Price
| Elbow 20 mm Precision | 15: 20; 25: Precision; 30: 5.875
| Elbow 25 mm Precision | 15: 25; 25: Precision; 30: 7.5; 40: PEF; 45: 2023-03-21; 50: Req?; 55: 1
| Elbow 32 mm Precision | 15: 32; 25: Precision; 30: 12.7; 40: Meter Cubicle
[7 empty] | Name | Dimensions, Ph | Make | Price
| Multiplication Factor/m (Multiplied by Cable Length) | 40: Meter Cubicle 800*400, 1 Ph Maruthi Switch Gear; 45: 800*400, 1; 50: Maruthi Switch Gear; 55: 5200
| Conduit (Lengths of Pipe) | 15: Bend; 20: Collar; 25: Clamp; 30: Elbow; 40: Meter Cubicle 800*400, 3 Ph Maruthi Switch Gear; 45: 800*400, 3; 50: Maruthi Switch Gear; 55: 5200
| 0.333 | 15: 1.4; 20: 1; 25: 1; 30: 1; 40: Meter Cubicle 800*400, 1 Ph Maruthi Switch Gear; 55: 5200
[7 empty] | PEF | 2023-03-25
Indication Lamp
| PEF | 15: 2023-03-04; 40: Indication Lamp Green; 55: 70
| End Sleeve | 40: Indication Lamp-RYB; 55: 70
| Name | 15: Type; 20: sq.mm; 25: Price; 40: Indication Lamp Green; 55: 70
| End Sleeve 2.5 sq.mm Cu | 15: End Sleeve; 20: 2.5; 25: 1.5
| End Sleeve 4 sq.mm Cu | 15: End Sleeve; 20: 4; 25: 2
| End Sleeve 6 sq.mm Cu | 15: End Sleeve; 20: 6; 25: 2
| End Sleeve 10 sq.mm Cu | 15: End Sleeve; 20: 10; 25: 6
Twin Ferrules | bar: 15 to 25
| Twin Ferrules 2.5 sq.mm Cu | 15: Twin Ferrules; 20: 2.5; 25: 1
| Twin Ferrules 4 sq.mm Cu | 15: Twin Ferrules; 20: 4; 25: 2.5
| Twin Ferrules 6 sq.mm Cu | 15: Twin Ferrules; 20: 6; 25: 3.5
| Twin Ferrules 10 sq.mm Cu | 15: Twin Ferrules; 20: 10; 25: 2
Ring Lugs | bar: 15 to 25
| Ring Lugs 4-6x8 sq.mm Cu | 15: Ring Lugs; 20: 4-6x8; 25: 5
Other Components | bar: 15 to 30
| Name | 20: Cost/Unit; 25: PEF; 30: Description
| Maruti Switch Gear Meter 400*800*200 -Solar + ACDB | 20: 5200; 25: 2023-03-13; 30: Metal Cladding to House Meter Box and ACDB
| Hensel KF 1000H | 20: 820; 25: 2023-03-13; 30: AJB in case of 3Ph Systems
| Connector DB16 ConnectWell | 20: 290; 25: 2023-03-13; 30: For 3Ph Systems
| Connector N10 ConnectWell | 20: 23; 25: 2023-03-13; 30: End Connectors
| RJ45 Solar Monitoring Cat-log Connector | 20: 5; 25: 2023-03-13; 30: Envoy LAN Cable Connection (if)
| Panel Connector MC4 w/ Lugs Staubli | 20: 85; 25: 2023-03-13; 30: MC4 For Solar Side Connections
| Plain Washer M5 SS-304 | 20: 0.45; 25: 2023-03-13; 30: Washes for Screws
| Self Threaded Screw 1 Inch CSK SS-304 + Wall Plug | 20: 4.12; 25: 2023-03-13; 30: -
| Self Tapping Screw 1/2 Inch CSK SS-304 + Wall Plug | 20: 1.8; 25: 2023-03-14; 30: -
| Self Tapping Screw 1 1/2 Inch PAN SS-304 + Wall Plug | 20: 5.8; 25: 2023-03-13; 30: -
| Hex coach screw M8x50 SS-304 | 20: 33.18; 25: 2023-03-14
| Silicon Sealant Clear GP Walker 280 ml | 20: 175; 25: 2023-03-13; 30: Silicon for sealing conduits
| Insulation Tape Red | 20: 18; 25: 2023-03-13; 30: -
| Insulation Tape Yellow | 20: 16; 25: 2023-03-13; 30: -
| Insulation Tape Blue | 20: 18; 25: 2023-03-13; 30: -
| Insulation Tape Black | 20: 18; 25: 2023-03-13; 30: -
| Insulation Tape Green | 20: 18; 25: 2023-03-13; 30: -
| Female Bush Adaptor UPVC 20 mm | 20: 12; 25: 2023-03-13; 30: Pipe termination for metal cladding
| Gland 20 Sqmm OBO | 20: 37; 25: 2023-03-13; 30: Wire Termination for Metal Cladding
| Cable Tie 295mm Black | 20: 3; 25: 2023-03-13; 30: -
| Cable Tie 100 mm White Paruma | 20: 0.5; 25: 2023-03-13; 30: -
| Din Mounting Rail Mtrs | 20: 66; 25: 2023-03-13; 30: For mounting ACDB Componenta
| Signs Stickers Waterproof | 20: 250; 25: 2023-03-13; 30: Stickering for identification of componenets
| Cable Tie Mounting Base White | 20: 10; 25: 2023-03-13
| Signs Boards Bescom Meter Reading sheet Laminated 3 Phase & 1 Phase | 20: 30; 25: 2023-03-13; 30: BESCOM Meter Reading Procedure
| Cable Tie 100 mm White Paruma | 20: 0.9; 25: 2023-03-13; 30: -
| Cable Tie Mounting Base White | 20: 10; 25: 2023-03-13; 30: -
| Spiral 6 MM | 20: 120; 25: 2023-03-13; 30: For wiring inside the ACDB
| LED Indicator with Buzzer | 20: 150; 25: 2023-03-25; 30: Indication Lights
| Toggle Switch | 20: 70; 25: 2023-03-14; 30: ACDB Buzzer Enable/Disable
| Wall Plugs 8x50 | 20: 4.88; 25: 2023-03-14; 30: For holding screws in walls
| Wall Plugs 6x20 | 20: 3; 25: 2023-03-13; 30: For holding screws in walls
Note on L5: Value is Formula Based: These values are generated and are locked for edits.
Note on L6: Hard Coded: These values are basis for lookups, formulae dependent reference values. These values can be changed but with caution. Although, these cells are locked for sanity.
Note on L8: Empty Cell(s) in table Indicates Future Addition of components
Note on L9: Written Data: Intended for info & refernce only.
Note on H55: End Sleeve: For 1Ph, 20, For 3Ph, 40
Note on H56: Twin Ferrules: Only in Meter Box For 1Ph, 5 For 3Ph, 20
Note on Q59: Wiring for OVCD, Contactor For 1Ph - 2 For 3Ph - 2
Note on Q60: End Sleeve for SPD: 1Ph - 3 3Ph - 5
Note on D62: End Sleeve: 1Ph - 4 3Ph - 8
Note on D63: Twin Ferrule: 1Ph - 3 3Ph - 6
Note on D107: If Meter Cubicle is Supplied, then there will be space for Accessories. No need of Box.

## BOM - Standard
Ecosoch Solar Pvt Ltd - Standard Enphase Model
Client Name | Mr. Prem | [5 empty] | System Size: | 2.7
BoM Prep by | [6 empty] | Date: | 2024-04-21
Roof Type | [6 empty] | System Type: | On - Grid
Project ID | [6 empty] | Solar Panel Wp | 540
Filter | Description | QTY | Alternate QTY | A | P/L | Extra | Return | Comments | Cost@Actuals/Unit | Total Cost @ Actuals | Price for Customer | PEF | Hard Coded | External Sheet Link | Within Sheet (Formula) | Editable Field
Panel
| Waaree 540Wp Mono PERC DCR | 5 | [6 empty] | 13230 | 66150 | 73500 | 2023-08-22
Enphase & Accessories
| Inverter Enphase IQ 8P 450W micro | 5 | [6 empty] | 7875 | 39375 | 43800 | 2023-11-16
| Cable Enphase Q Cable | 5 | [6 empty] | 625 | 3125 | 3500 | 2023-03-08 | These Values for both Premium and Standard models remain the same
| Enphase Branch Terminator | 1 | [6 empty] | 620 | 620 | 700 | 2023-03-08
| Solar Monitoring Enphase Envoy S | 1 | [6 empty] | 12500 | 12500 | 13900 | 2023-03-08
| Enphase Q-RELAY-3P-INT | 1 | [6 empty] | 5000 | 5000 | 5600 | 2023-03-08
| 0 | 0 | [6 empty] | 0 | 0 | 0
| Panel Connector MC4 w/ Lugs Staubli | 16 | [6 empty] | 85 | 1360 | 1600 | 2023-10-03
Module Mounting Structure
Structure Chosen by Sales | Elevated Skeleton (J-Bolt) | For 5 Panels | [6 empty] | 0.270407407407407/Watt | 730.1 | 900 | 2023-03-21 | Editable Cells are Hidden, Unhide it for Detailed Specification
[9 empty] | 0/Watt |  | 0 | 2023-03-21
[9 empty] | 63.4444444444444/Watt |  | 0 | 2023-03-21
[9 empty] | 60.2185185185185/Watt |  | 0 | 2023-03-21
[9 empty] | 63.4444444444444/Watt |  | 0 | 2023-03-21
[9 empty] | 0.270407407407407/Watt |  | 0 | 2023-03-21
| 0 | For Panels | [6 empty] | 0/Watt | 0 | 0 | 2023-03-21
Meter Cubicle | [12 empty] | Cable Lengths
| Meter Cubicle 1 Ph Syntex | 1 | [6 empty] | 1400 | 1400 | 1600 | 2023-03-11 |  |  |  |  | Qty in meter | Values are from BOM (Premium Sheet)
AC Distribution Box | [12 empty] | LA Earthing |  |  |  | 0
| SPD DS440S-320 3-phase Citel Type 2 | 1 | [6 empty] | 1245 | 1245 | 1400 | 2023-03-11 | AC Cable from Micro Inverter to AJB |  |  |  | 10
| MCB 16 A 2 Pole ABB | 1 | [6 empty] | 380 | 380 | 500 | 2023-03-11 | AC Cable from AJB to Bescom Meter |  |  |  | 40
| MCB 10 A 2 Pole ABB | 1 | [6 empty] | 380 | 380 | 500 | 2023-03-11 | Structure Earthing |  |  |  | 15
| 280*190*130 Boxmatic | 1 | [6 empty] | 595 | 595 | 700 | 2023-03-11 | Arranging, Packing/Loading, Extra, Return
| Connector End ConnectWell | 5 | [6 empty] | 14 | 70 | 100 | 2023-03-11
| Spare Accessories (Wiring, etcc) | 1 | [6 empty] | 200 | 200 | 300 | 2023-03-11
[13 empty] | BoM Cost@Actuals | 141466.52 | BoM Cost @ Actuals @/Watt | 52.395
Cables | [12 empty] | Price to Customer | 162590 | Price to Customer | 60.2185
AJB-MTR | Cable 2C x 4 sq.mm ¦Cu Neelgagan | 40 | [6 empty] | 54 | 2160 | 2400 | 2023-03-17
MIC-AJB | Cable 2C x 2.5 sq.mm ¦Cu Neelgagan | 5 | [6 empty] | 37 | 185 | 300 | 2023-03-17
DC Cables | Cable 1C x 4 sq.mm ¦Cu Polycab Red | 12 | [5 empty] | Red: 6 Black 6 | 38 | 456 | 600 | 2023-03-03
Cable 1C x 4 sq.mm ¦Cu Polycab Black
| Cable 1C x 6 sq.mm ¦Cu Polycab | 5 | [6 empty] | 55 | 275 | 400 | 2023-03-03
AJB
| KF 1000H | 0 | [6 empty] | 840 | 0 | 0 | 2023-10-03
| Connector N10 | 0 | [6 empty] | 23.6 | 0 | 0 | 2023-10-03
| Connector DB16 | 0 | [6 empty] | 260 | 0 | 0 | 2023-10-03
Earthing
Earth Rod | Earth Rod - 1.2m | 1 | [6 empty] | 450 | 450 | 500 | 2023-03-06
Earthing Chamber | Earthing Chamber - EPC02L | 1 | [6 empty] | 350 | 350 | 400 | 2023-03-06
Lightning Arrester | Lightning Arrester - 1.2m | 0 | [6 empty] | 550 | 0 | 0 | 2023-03-06
Backfill Compound | 5kG Backfill Compound | 1 | [6 empty] | 150 | 150 | 200 | 2023-03-06
Structure Earthing Cable | Cable 1C x 16 sq.mm ¦Al Generic | 15 | [6 empty] | 23 | 345 | 400 | 2023-03-06
| Cable Routing Clips | 20 | [6 empty] | 5.3 | 106 | 200 | 2023-03-06
LA Earthing Cable (if) | Cable 1C x 16 sq.mm ¦Al Generic | 0 | [6 empty] | 23 | 0 | 0 | 2023-03-06
| Cable Routing Clips | 5 | [6 empty] | 5.3 | 26.5 | 100 | 2023-03-06
| Hex bolt M8x25 mm SS-304, Hex Nut M8 SS-304, 2Plain Washer M8 SS-304, Spring Washer M8 SS-304 | 3 | [6 empty] | 26.04 | 78.12 | 100 | 2023-03-06
Panel - Panel Earthing (if) | Cable AC 1 Core x 6 Sqmm Green Cu PVC FLEX Polycab | 0 | [6 empty] | 55 | 0 | 0 | 2023-03-25
| Hex bolt M8x25 mm SS-304, Hex Nut M8 SS-304, 2Plain Washer M8 SS-304, Spring Washer M8 SS-304 | 0 | [6 empty] | 13.02 | 0 | 0 | 2023-03-25
Cable Lugs
End Sleeves | End Sleeve 2.5 sq.mm Cu | 4 | [6 empty] | 1.5 | 6 | 10 | 2023-03-04
| End Sleeve 4 sq.mm Cu | 40 | [6 empty] | 2 | 80 | 90 | 2023-03-04
| End Sleeve 6 sq.mm Cu | 3 | [6 empty] | 2 | 6 | 10 | 2023-03-04
Twin Ferrules | Twin Ferrules 4 sq.mm Cu | 20 | [6 empty] | 2.5 | 50 | 60 | 2023-03-04
| Twin Ferrules 2.5 sq.mm Cu | 0 | [6 empty] | 1 | 0 | 0 | 2023-03-04
| Ring Lugs 4-6x8 sq.mm Cu | 5 | [6 empty] | 5 | 25 | 30 | 2023-03-04
Conduits
Conduit & Acc | Pipe 25 mm LMS Precision | 14 | [6 empty] | 59.1 | 827.4 | 1000 | 2023-03-04
| Bend 25 mm Precision | 56 | [6 empty] | 10.1 | 565.6 | 700 | 2023-03-04
| Elbow 25 mm Precision | 40 | [6 empty] | 7.5 | 300 | 400 | 2023-03-04
| Double Nail Clamp 25mm(With Screws) | 40 | [6 empty] | 5.158 | 206.32 | 300 | 2023-03-04
| Female Bush Adaptor UPVC 20 mm | 4 | [6 empty] | 12 | 48 | 100 | 2023-03-13
| Gland 20 Sqmm OBO | 2 | [6 empty] | 37 | 74 | 100 | 2023-03-13
Other Accessorires
Screws | Self Threaded Screw 1 Inch CSK SS-304 + Wall Plug | 15 | [6 empty] | 4.12 | 61.8 | 70 | 2023-03-13
| Self Threaded Screw 1/2 Inch CSK SS-304 + Wall Plug | 6 | [6 empty] | 1.8 | 10.8 | 20 | 2023-03-14
| Self Tapping Screw 1 1/2 Inch PAN SS-304 + Wall Plug | 30 | [6 empty] | 5.8 | 174 | 200 | 2023-03-13
| Hex coach screw M8x50 SS-304 | 8 | [6 empty] | 33.18 | 265.44 | 300 | 2023-03-14
Wall Plugs | Wall Plugs 8x50 | 8 | [6 empty] | 4.88 | 39.04 | 50 | 2023-03-14
| Wall Plugs 6x40 | 30 | [6 empty] | 3 | 90 | 100 | 2023-03-13
Tapes | Insulation Tape Red | 1 | [6 empty] | 18 | 18 | 20 | 2023-03-13
| Insulation Tape Yellow | 0 | [6 empty] | 16 | 0 | 0 | 2023-03-13
| Insulation Tape Blue | 0 | [6 empty] | 18 | 0 | 0 | 2023-03-13
| Insulation Tape Black | 1 | [6 empty] | 18 | 18 | 20 | 2023-03-13
| Insulation Tape Green | 1 | [6 empty] | 18 | 18 | 20 | 2023-03-13
| Silicon Sealant Clear GP Walker 280 ml | 1 | [6 empty] | 175 | 175 | 200 | 2023-03-13
Cable Tie | Cable Tie 295mm Black | 45 | [6 empty] | 3 | 135 | 150 | 2023-03-13
| Cable Tie 100 mm White Paruma | 10 | [6 empty] | 0.5 | 5 | 10 | 2023-03-13
| Din Mounting Rail Mtrs | 0.4 | [6 empty] | 66 | 26.4 | 30 | 2023-03-13
| Signs Stickers Waterproof | 2 | [6 empty] | 250 | 500 | 560 | 2023-03-13
| Signs Boards Bescom Meter Reading sheet Laminated 3 Phase & 1 Phase | 1 | [6 empty] | 30 | 30 | 40 | 2023-03-13
| Buffer on Electrical Components | 10% | [5 empty] | Electrical Components P -> | 37990 |  | 3800 | 2023-03-24
[9 empty] | Cost @Actuals -> | 141466.52 | 162590 | <- Price to Customer
[10 empty] | 17323.48 | Margin Amount - Excluding Buffer
Editable Cells (E Coloumn) for Alternate Quantities are Hidden, Unhide it for Alternate Entery, HIDE IT BACK while creating PDF
Note on P7: Hard Coded: The Values are written in into the cells with no formulae whatsoever.
Note on Q7: External Sheet Link: Values are calculeted from another sheet in the workbook.
Note on R7: Within Sheet (Formula): Values are calculated based on other values inside the sheet.
Note on S7: Editable Field: In case there are some Components/fields,missing/hidden, cells here are unlocked for the same operation.
Note on D50: Earth Rod: Is 1 + LA (if)
Note on D51: Earthng Chamber: Equal to nos of earth rod.
Note on D52: Lightning Arrerster: If in worksheet, the LA Kit is chosen to be "Yes", then 1, else 0.
Note on D53: Backfill Compound: Equal to Number of Earth Rods
Note on D54: Structure Earthing Cable: Chosen Length in worksheet or min. default is considered.
Note on D55: Cable Clips for Earthing: Equals to length of Structure Earthing Cable + 5
Note on D56: LA Earthing Cable: If LA Kt is needed then it's length chosen in the final worksheet, if min. 10mtr.
Note on D57: Cable Clips for Earthing: Equals to length of LA Earthing Cable + 5
Note on D58: Hex Bolts Nos Earthing Pit + 2
Note on D59: Panel - Panel Earthng: Will Refer from Dynamic Cost sheet where Structure calculation s done.
Note on D78: Suraj Kumar: IF ELEVATED/SHEET ROOF 40, 15
Note on D81: Suraj Kumar: LA - 4 METER BOX - 4
Note on J95: For Reference only: For Quotation Breakdown Sheet.

## Backend(Standard)
User Input Section, legend
| Chosen AC Cabling & Earthing |  |  | Chosen Inverter |  |  | Electricals
| Parameter | VALUE |  | Parameter | VALUE |  | Parameter | Length |  |  | Heading
| Micros to AJB | 10 |  | Model | Inverter Enphase IQ 8P 450W micro |  | DC Capacity (kWp) | 2.7 |  |  | Sub-Heading
| AJB To Meter Box | 40 |  |  |  |  | Phase at Premisis? | Single Phase |  |  | Value is formula based
| LA(if) + Structure Earthing | 15 |  | Datasheet - Inverter |  |  | Phase Chosen for INV? | 1 |  |  | Hard Coded
|  |  |  | Type | Micros |  | Three Phase System? | No |  |  | User Input/Editable
| Chosen Solar Panel |  |  | Nos | 5 |  | TOTAL AC Output (kW) | 2.4 |  |  | <BLANK>
| Parameter | VALUE |  | Phase | 1 |  | kW/Phase | 2.4 |  |  | Written Data
| Model | Waaree 540Wp Mono PERC DCR |  | Max O/P Power (VA) | 480
| Panel Datasheet |  | /Wp | Max Current/inv | 2.07
| Max Rated Wp @STC | 525
| Nos | 5
Cabling Calculation Section
AC Cable Types
| Max AC O/P | 15 | 20 | 25 | 30 | 35 | 40 | 45 | 50 | 55 | 60 | 65 | 70 | 75 | 80 | 85 | 90 | 95 | 100 | Name | BoM Name | Core | sq.mm | Conductor | Make | Conduit | Price/m | PEF
| 0.5 | 2C x 2.5 sq.mm ¦Cu | 2C x 2.5 sq.mm ¦Cu | 2C x 2.5 sq.mm ¦Cu | 2C x 2.5 sq.mm ¦Cu | 2C x 2.5 sq.mm ¦Cu | 2C x 2.5 sq.mm ¦Cu | 2C x 2.5 sq.mm ¦Cu | 2C x 2.5 sq.mm ¦Cu | 2C x 2.5 sq.mm ¦Cu | 2C x 2.5 sq.mm ¦Cu | 2C x 2.5 sq.mm ¦Cu | 2C x 2.5 sq.mm ¦Cu | 2C x 2.5 sq.mm ¦Cu | 2C x 2.5 sq.mm ¦Cu | 2C x 2.5 sq.mm ¦Cu | 2C x 2.5 sq.mm ¦Cu | 2C x 2.5 sq.mm ¦Cu | 2C x 2.5 sq.mm ¦Cu | 1Ph Cables
| 1 | 2C x 2.5 sq.mm ¦Cu | 2C x 2.5 sq.mm ¦Cu | 2C x 2.5 sq.mm ¦Cu | 2C x 2.5 sq.mm ¦Cu | 2C x 2.5 sq.mm ¦Cu | 2C x 2.5 sq.mm ¦Cu | 2C x 2.5 sq.mm ¦Cu | 2C x 2.5 sq.mm ¦Cu | 2C x 2.5 sq.mm ¦Cu | 2C x 2.5 sq.mm ¦Cu | 2C x 2.5 sq.mm ¦Cu | 2C x 4 sq.mm ¦Cu | 2C x 4 sq.mm ¦Cu | 2C x 4 sq.mm ¦Cu | 2C x 4 sq.mm ¦Cu | 2C x 4 sq.mm ¦Cu | 2C x 4 sq.mm ¦Cu | 2C x 4 sq.mm ¦Cu | 2C x 2.5 sq.mm ¦Cu | Cable 2C x 2.5 sq.mm ¦Cu Neelgagan | 2 | 2.5 | Cu | Neelgagan | 20 | 37 | 2023-03-17
| 1.5 | 2C x 2.5 sq.mm ¦Cu | 2C x 2.5 sq.mm ¦Cu | 2C x 2.5 sq.mm ¦Cu | 2C x 2.5 sq.mm ¦Cu | 2C x 2.5 sq.mm ¦Cu | 2C x 2.5 sq.mm ¦Cu | 2C x 4 sq.mm ¦Cu | 2C x 4 sq.mm ¦Cu | 2C x 4 sq.mm ¦Cu | 2C x 4 sq.mm ¦Cu | 2C x 4 sq.mm ¦Cu | 2C x 4 sq.mm ¦Cu | 2C x 6 sq.mm ¦Cu | 2C x 6 sq.mm ¦Cu | 2C x 6 sq.mm ¦Cu | 2C x 6 sq.mm ¦Cu | 2C x 6 sq.mm ¦Cu | 2C x 6 sq.mm ¦Cu | 2C x 4 sq.mm ¦Cu | Cable 2C x 4 sq.mm ¦Cu Neelgagan | 2 | 4 | Cu | Neelgagan | 25 | 54 | 2023-03-17
| 2 | 2C x 2.5 sq.mm ¦Cu | 2C x 2.5 sq.mm ¦Cu | 2C x 2.5 sq.mm ¦Cu | 2C x 2.5 sq.mm ¦Cu | 2C x 4 sq.mm ¦Cu | 2C x 4 sq.mm ¦Cu | 2C x 4 sq.mm ¦Cu | 2C x 4 sq.mm ¦Cu | 2C x 6 sq.mm ¦Cu | 2C x 6 sq.mm ¦Cu | 2C x 6 sq.mm ¦Cu | 2C x 6 sq.mm ¦Cu | 2C x 6 sq.mm ¦Cu | 2C x 6 sq.mm ¦Cu | 2C x 10 sq.mm ¦Cu | 2C x 10 sq.mm ¦Cu | 2C x 10 sq.mm ¦Cu | 2C x 10 sq.mm ¦Cu | 2C x 6 sq.mm ¦Cu | Cable 2C x 6 sq.mm ¦Cu Neelgagan | 2 | 6 | Cu | Neelgagan | 25 | 93 | 2023-03-17
| 2.5 | 2C x 2.5 sq.mm ¦Cu | 2C x 2.5 sq.mm ¦Cu | 2C x 2.5 sq.mm ¦Cu | 2C x 4 sq.mm ¦Cu | 2C x 4 sq.mm ¦Cu | 2C x 4 sq.mm ¦Cu | 2C x 6 sq.mm ¦Cu | 2C x 6 sq.mm ¦Cu | 2C x 6 sq.mm ¦Cu | 2C x 6 sq.mm ¦Cu | 2C x 10 sq.mm ¦Cu | 2C x 10 sq.mm ¦Cu | 2C x 10 sq.mm ¦Cu | 2C x 10 sq.mm ¦Cu | 2C x 10 sq.mm ¦Cu | 2C x 10 sq.mm ¦Cu | 2C x 10 sq.mm ¦Cu | 2C x 10 sq.mm ¦Cu | 2C x 10 sq.mm ¦Cu | Cable 2C x 10 sq.mm ¦Cu Neelgagan | 2 | 10 | Cu | Neelgagan | 32 | 151 | 2023-03-17
| 3 | 2C x 2.5 sq.mm ¦Cu | 2C x 2.5 sq.mm ¦Cu | 2C x 4 sq.mm ¦Cu | 2C x 4 sq.mm ¦Cu | 2C x 4 sq.mm ¦Cu | 2C x 6 sq.mm ¦Cu | 2C x 6 sq.mm ¦Cu | 2C x 6 sq.mm ¦Cu | 2C x 10 sq.mm ¦Cu | 2C x 10 sq.mm ¦Cu | 2C x 10 sq.mm ¦Cu | 2C x 10 sq.mm ¦Cu | 2C x 10 sq.mm ¦Cu | 2C x 10 sq.mm ¦Cu | 2C x 10 sq.mm ¦Cu | 2C x 10 sq.mm ¦Cu |  |  | 2C x 1.5 sq.mm ¦Cu | Cable 2C x 1.5 sq.mm ¦Cu Neelgagan | 2 | 1.5 | Cu | Neelgagan | 20 | 35 | 2023-03-17
| 3.5 | 2C x 2.5 sq.mm ¦Cu | 2C x 4 sq.mm ¦Cu | 2C x 4 sq.mm ¦Cu | 2C x 4 sq.mm ¦Cu | 2C x 6 sq.mm ¦Cu | 2C x 6 sq.mm ¦Cu | 2C x 6 sq.mm ¦Cu | 2C x 10 sq.mm ¦Cu | 2C x 10 sq.mm ¦Cu | 2C x 10 sq.mm ¦Cu | 2C x 10 sq.mm ¦Cu | 2C x 10 sq.mm ¦Cu | 2C x 10 sq.mm ¦Cu
| 4 | 2C x 2.5 sq.mm ¦Cu | 2C x 4 sq.mm ¦Cu | 2C x 4 sq.mm ¦Cu | 2C x 6 sq.mm ¦Cu | 2C x 6 sq.mm ¦Cu | 2C x 6 sq.mm ¦Cu | 2C x 10 sq.mm ¦Cu | 2C x 10 sq.mm ¦Cu | 2C x 10 sq.mm ¦Cu | 2C x 10 sq.mm ¦Cu | 2C x 10 sq.mm ¦Cu | [7 empty] | 3Ph Cables
| 4.5 | 15: 2C x 4 sq.mm ¦Cu; 20: 2C x 4 sq.mm ¦Cu; 25: 2C x 6 sq.mm ¦Cu; 30: 2C x 6 sq.mm ¦Cu; 35: 2C x 6 sq.mm ¦Cu; 40: 2C x 10 sq.mm ¦Cu; 45: 2C x 10 sq.mm ¦Cu; 50: 2C x 10 sq.mm ¦Cu; 55: 2C x 10 sq.mm ¦Cu; 60: 2C x 10 sq.mm ¦Cu | 4C x 1.5 sq.mm ¦Cu | Cable 4C x 1.5 sq.mm ¦Cu Polycab | 4 | 1.5 | Cu | Polycab | 20 | 60 | 2023-03-17
| 5 | 15: 2C x 4 sq.mm ¦Cu; 20: 2C x 4 sq.mm ¦Cu; 25: 2C x 6 sq.mm ¦Cu; 30: 2C x 6 sq.mm ¦Cu; 35: 2C x 10 sq.mm ¦Cu; 40: 2C x 10 sq.mm ¦Cu; 45: 2C x 10 sq.mm ¦Cu; 50: 2C x 10 sq.mm ¦Cu; 55: 2C x 10 sq.mm ¦Cu | 4C x 2.5 sq.mm ¦Cu | Cable 4C x 2.5 sq.mm ¦Cu Polycab | 4 | 2.5 | Cu | Polycab | 20 | 68 | 2023-03-17
[20 empty] | 4C x 4 sq.mm ¦Cu | Cable 4C x 4 sq.mm ¦Cu Polycab | 4 | 4 | Cu | Polycab | 32 | 108 | 2023-03-17
| 5 | 4C x 2.5 sq.mm ¦Cu | 4C x 2.5 sq.mm ¦Cu | 4C x 2.5 sq.mm ¦Cu | 4C x 2.5 sq.mm ¦Cu | 4C x 2.5 sq.mm ¦Cu | 4C x 2.5 sq.mm ¦Cu | 4C x 2.5 sq.mm ¦Cu | 4C x 2.5 sq.mm ¦Cu | 4C x 2.5 sq.mm ¦Cu | 4C x 2.5 sq.mm ¦Cu | 4C x 2.5 sq.mm ¦Cu | 4C x 2.5 sq.mm ¦Cu | 4C x 2.5 sq.mm ¦Cu | 4C x 2.5 sq.mm ¦Cu | 4C x 2.5 sq.mm ¦Cu | 4C x 2.5 sq.mm ¦Cu | 4C x 2.5 sq.mm ¦Cu | 4C x 4 sq.mm ¦Cu
| 5.5 | 4C x 2.5 sq.mm ¦Cu | 4C x 2.5 sq.mm ¦Cu | 4C x 2.5 sq.mm ¦Cu | 4C x 2.5 sq.mm ¦Cu | 4C x 2.5 sq.mm ¦Cu | 4C x 2.5 sq.mm ¦Cu | 4C x 2.5 sq.mm ¦Cu | 4C x 2.5 sq.mm ¦Cu | 4C x 2.5 sq.mm ¦Cu | 4C x 2.5 sq.mm ¦Cu | 4C x 2.5 sq.mm ¦Cu | 4C x 2.5 sq.mm ¦Cu | 4C x 2.5 sq.mm ¦Cu | 4C x 2.5 sq.mm ¦Cu | 4C x 2.5 sq.mm ¦Cu | 4C x 4 sq.mm ¦Cu | 4C x 4 sq.mm ¦Cu | 4C x 4 sq.mm ¦Cu
| 6 | 4C x 2.5 sq.mm ¦Cu | 4C x 2.5 sq.mm ¦Cu | 4C x 2.5 sq.mm ¦Cu | 4C x 2.5 sq.mm ¦Cu | 4C x 2.5 sq.mm ¦Cu | 4C x 2.5 sq.mm ¦Cu | 4C x 2.5 sq.mm ¦Cu | 4C x 2.5 sq.mm ¦Cu | 4C x 2.5 sq.mm ¦Cu | 4C x 2.5 sq.mm ¦Cu | 4C x 2.5 sq.mm ¦Cu | 4C x 2.5 sq.mm ¦Cu | 4C x 2.5 sq.mm ¦Cu | 4C x 2.5 sq.mm ¦Cu | 4C x 4 sq.mm ¦Cu | 4C x 4 sq.mm ¦Cu | 4C x 4 sq.mm ¦Cu | 4C x 4 sq.mm ¦Cu
| 6.5 | 4C x 2.5 sq.mm ¦Cu | 4C x 2.5 sq.mm ¦Cu | 4C x 2.5 sq.mm ¦Cu | 4C x 2.5 sq.mm ¦Cu | 4C x 2.5 sq.mm ¦Cu | 4C x 2.5 sq.mm ¦Cu | 4C x 2.5 sq.mm ¦Cu | 4C x 2.5 sq.mm ¦Cu | 4C x 2.5 sq.mm ¦Cu | 4C x 2.5 sq.mm ¦Cu | 4C x 2.5 sq.mm ¦Cu | 4C x 2.5 sq.mm ¦Cu | 4C x 4 sq.mm ¦Cu | 4C x 4 sq.mm ¦Cu | 4C x 4 sq.mm ¦Cu | 4C x 4 sq.mm ¦Cu | 4C x 4 sq.mm ¦Cu | 4C x 4 sq.mm ¦Cu | Earthing Cable Types
| 7 | 4C x 2.5 sq.mm ¦Cu | 4C x 2.5 sq.mm ¦Cu | 4C x 2.5 sq.mm ¦Cu | 4C x 2.5 sq.mm ¦Cu | 4C x 2.5 sq.mm ¦Cu | 4C x 2.5 sq.mm ¦Cu | 4C x 2.5 sq.mm ¦Cu | 4C x 2.5 sq.mm ¦Cu | 4C x 2.5 sq.mm ¦Cu | 4C x 2.5 sq.mm ¦Cu | 4C x 2.5 sq.mm ¦Cu | 4C x 4 sq.mm ¦Cu | 4C x 4 sq.mm ¦Cu | 4C x 4 sq.mm ¦Cu | 4C x 4 sq.mm ¦Cu | 4C x 4 sq.mm ¦Cu | 4C x 4 sq.mm ¦Cu | 4C x 4 sq.mm ¦Cu | 1C x 16 sq.mm ¦Al | Cable 1C x 16 sq.mm ¦Al Generic | 1 | 16 | Al | Generic | 25 | 23 | 2023-03-11
| 7.5 | 4C x 2.5 sq.mm ¦Cu | 4C x 2.5 sq.mm ¦Cu | 4C x 2.5 sq.mm ¦Cu | 4C x 2.5 sq.mm ¦Cu | 4C x 2.5 sq.mm ¦Cu | 4C x 2.5 sq.mm ¦Cu | 4C x 2.5 sq.mm ¦Cu | 4C x 2.5 sq.mm ¦Cu | 4C x 2.5 sq.mm ¦Cu | 4C x 2.5 sq.mm ¦Cu | 4C x 4 sq.mm ¦Cu | 4C x 4 sq.mm ¦Cu | 4C x 4 sq.mm ¦Cu | 4C x 4 sq.mm ¦Cu | 4C x 4 sq.mm ¦Cu | 4C x 4 sq.mm ¦Cu | 4C x 4 sq.mm ¦Cu | 4C x 4 sq.mm ¦Cu | 1C x 6 sq.mm ¦Cu | Cable 1C x 6 sq.mm ¦Cu Kalinga | 1 | 6 | Cu | Kalinga | 20 | 30 | 2023-03-03
| 8 | 4C x 2.5 sq.mm ¦Cu | 4C x 2.5 sq.mm ¦Cu | 4C x 2.5 sq.mm ¦Cu | 4C x 2.5 sq.mm ¦Cu | 4C x 2.5 sq.mm ¦Cu | 4C x 2.5 sq.mm ¦Cu | 4C x 2.5 sq.mm ¦Cu | 4C x 2.5 sq.mm ¦Cu | 4C x 2.5 sq.mm ¦Cu | 4C x 2.5 sq.mm ¦Cu | 4C x 4 sq.mm ¦Cu | 4C x 4 sq.mm ¦Cu | 4C x 4 sq.mm ¦Cu | 4C x 4 sq.mm ¦Cu | 4C x 4 sq.mm ¦Cu | 4C x 4 sq.mm ¦Cu | 4C x 4 sq.mm ¦Cu |  | 1C x 6 sq.mm ¦Cu | Cable 1C x 6 sq.mm ¦Cu Polycab | 1 | 6 | Cu | Polycab | 25 | 55 | 2023-03-03
| 8.5 | 4C x 2.5 sq.mm ¦Cu | 4C x 2.5 sq.mm ¦Cu | 4C x 2.5 sq.mm ¦Cu | 4C x 2.5 sq.mm ¦Cu | 4C x 2.5 sq.mm ¦Cu | 4C x 2.5 sq.mm ¦Cu | 4C x 2.5 sq.mm ¦Cu | 4C x 2.5 sq.mm ¦Cu | 4C x 2.5 sq.mm ¦Cu | 4C x 4 sq.mm ¦Cu | 4C x 4 sq.mm ¦Cu | 4C x 4 sq.mm ¦Cu | 4C x 4 sq.mm ¦Cu | 4C x 4 sq.mm ¦Cu | 4C x 4 sq.mm ¦Cu | 4C x 4 sq.mm ¦Cu
| 9 | 4C x 2.5 sq.mm ¦Cu | 4C x 2.5 sq.mm ¦Cu | 4C x 2.5 sq.mm ¦Cu | 4C x 2.5 sq.mm ¦Cu | 4C x 2.5 sq.mm ¦Cu | 4C x 2.5 sq.mm ¦Cu | 4C x 2.5 sq.mm ¦Cu | 4C x 2.5 sq.mm ¦Cu | 4C x 4 sq.mm ¦Cu | 4C x 4 sq.mm ¦Cu | 4C x 4 sq.mm ¦Cu | 4C x 4 sq.mm ¦Cu | 4C x 4 sq.mm ¦Cu | 4C x 4 sq.mm ¦Cu | 4C x 4 sq.mm ¦Cu |  |  |  | DC Cable Types
| 9.5 | 4C x 2.5 sq.mm ¦Cu | 4C x 2.5 sq.mm ¦Cu | 4C x 2.5 sq.mm ¦Cu | 4C x 2.5 sq.mm ¦Cu | 4C x 2.5 sq.mm ¦Cu | 4C x 2.5 sq.mm ¦Cu | 4C x 2.5 sq.mm ¦Cu | 4C x 2.5 sq.mm ¦Cu | 4C x 4 sq.mm ¦Cu | 4C x 4 sq.mm ¦Cu | 4C x 4 sq.mm ¦Cu | 4C x 4 sq.mm ¦Cu | 4C x 4 sq.mm ¦Cu | 4C x 4 sq.mm ¦Cu | 4C x 4 sq.mm ¦Cu |  |  |  | Name | BoM Name | Core | sq.mm | Conductor | Make | Colour | Price/m | PEF
| 10 | 4C x 2.5 sq.mm ¦Cu | 4C x 2.5 sq.mm ¦Cu | 4C x 2.5 sq.mm ¦Cu | 4C x 2.5 sq.mm ¦Cu | 4C x 2.5 sq.mm ¦Cu | 4C x 2.5 sq.mm ¦Cu | 4C x 2.5 sq.mm ¦Cu | 4C x 4 sq.mm ¦Cu | 4C x 4 sq.mm ¦Cu | 4C x 4 sq.mm ¦Cu | 4C x 4 sq.mm ¦Cu | 4C x 4 sq.mm ¦Cu | 4C x 4 sq.mm ¦Cu | [5 empty] | 1C x 4 sq.mm ¦Cu | Cable 1C x 4 sq.mm ¦Cu Polycab Red | 1 | 4 | Cu | Polycab | Red | 38 | 2023-03-03
| 10.5 | 4C x 2.5 sq.mm ¦Cu | 4C x 2.5 sq.mm ¦Cu | 4C x 2.5 sq.mm ¦Cu | 4C x 2.5 sq.mm ¦Cu | 4C x 2.5 sq.mm ¦Cu | 4C x 2.5 sq.mm ¦Cu | 4C x 2.5 sq.mm ¦Cu | 4C x 4 sq.mm ¦Cu | 4C x 4 sq.mm ¦Cu | 4C x 4 sq.mm ¦Cu | 4C x 4 sq.mm ¦Cu | 4C x 4 sq.mm ¦Cu | [6 empty] | 1C x 4 sq.mm ¦Cu | Cable 1C x 4 sq.mm ¦Cu Polycab Black | 1 | 4 | Cu | Polycab | Black | 38 | 2023-03-03
Value Table | bar: 15
| Parameter | 15: Value
| AC Capacity | 15: 2.4; 30: Cabling, Conduit & Lugs Result Table - AJB to Meter Box
| Cable Length | 15: 40; 30: Parameter; 35: Value; 40: Quantity
| Inverters | 15: 5; 30: Cable; 35: Cable 2C x 4 sq.mm ¦Cu Neelgagan; 40: 40
| Cable Needed (AJB - METER) | 15: 2C x 4 sq.mm ¦Cu; 30: Cable sq.mm; 35: 4; 40: -
| Cable Needed (MICRO TO AJB) | 15: 2C x 2.5 sq.mm ¦Cu; 30: Conduit Required; 35: 25; 40: -
[5 empty] | End Sleeve | End Sleeve 4 sq.mm Cu | 40
[5 empty] | Twin Ferrules | Twin Ferrules 4 sq.mm Cu | 20
| Cabling, Conduit & Lugs Result Table - Micros to AJB | 30: Conduit & Accessories - AJB to Meter Box; 50: Cabling, Conduit & Lugs Result Table - DC; 70: Cabling, Conduit & Lugs Result Table - Envoy & Spare Wiring
| Parameter | Value | Quantity |  | Pipe | Pipe 25 mm LMS Precision | 14 |  | Parameter | Value |  |  | Parameter | Req. sq.mm | Value | Nos
| Cable | Cable 2C x 2.5 sq.mm ¦Cu Neelgagan | - |  | Bend | Bend 25 mm Precision | 56 |  | Cable | Cable 1C x 4 sq.mm ¦Cu Polycab Red |  |  | End Sleeve for SPD | 6 | End Sleeve 6 sq.mm Cu | 3
| Cable sq.mm | 2.5 | - |  | Elbow | Elbow 25 mm Precision | 40 |  | Cable | Cable 1C x 4 sq.mm ¦Cu Polycab Black |  |  | Ring Lugs for Structure, Meter Box | 4-6x8 | Ring Lugs 4-6x8 sq.mm Cu | 5
| Conduit Required | 15: 20; 20: -; 25: /m; 30: Clamp; 35: Double Nail Clamp 25mm(With Screws); 40: 40; 50: Cable Sq.mm; 55: 4
| End Sleeve | 15: End Sleeve 2.5 sq.mm Cu; 20: 4
| Twin Ferrule | 15: Twin Ferrules 2.5 sq.mm Cu; 20: 3
Accessories Section (MCBs, DCDBs)
| Available MCBs | [24 empty] | Available MCB Combination | bar: 15 to 30
| 1Ph | [24 empty] | Phase | Pole | Amps | bar: 15 to 30
| Name | 15: Rated Amps; 20: Poles; 25: Make; 30: Price | [6 empty] | 1 | 2 | 10
| MCB 10 A 2 Pole ABB | 15: 10; 20: 2; 25: ABB; 30: 380; 60: PEF; 65: 2023-03-11 | [6 empty] | 3 | 3 | 16
| MCB 16 A 2 Pole ABB | 15: 16; 20: 2; 25: ABB; 30: 380; 60: SPDs | [7 empty] | 4 | 20
| MCB 20 A 2 Pole ABB | 15: 20; 20: 2; 25: ABB; 30: 380; 60: Name; 65: Model; 70: Make; 75: Price | [8 empty] | 25
| MCB 25 A 2 Pole ABB | 15: 25; 20: 2; 25: ABB; 30: 380; 60: 1Ph | [8 empty] | 32
| MCB 32 A 2 Pole ABB | 15: 32; 20: 2; 25: ABB; 30: 420; 60: SPD DS440S-280/G Citel; 65: DS240S-280; 70: Citel; 75: 1245 | [8 empty] | 40
| MCB 40 A 2 Pole ABB | 15: 40; 20: 2; 25: ABB; 30: 420; 60: 3Ph | [8 empty] | 63
| MCB 63 A 2 Pole ABB | 15: 63; 20: 2; 25: ABB; 30: 420; 60: SPD DS440S-320 3-phase Citel Type 2; 65: DS240S-280; 70: Citel; 75: 1245
[6 empty] | MCB Results Table |  |  |  |  | Enclosures
[6 empty] | Parameter | Value |  |  |  | 1Ph
[6 empty] | Total O/P Current of all inverters | 10.35 |  |  |  | 220*190*100 Boxmatic |  |  | 380
[6 empty] | Saftey Factor | 1.25 |  |  |  | 3Ph
[6 empty] | Max Current/Inv | 2.07 |  |  |  | 280*190*130 Boxmatic |  |  | 595
[6 empty] | Inverters/Ph | 5
| 3Ph | 35: Current/Ph; 40: 12.9375
| MCB 10 A 4 Pole Chint | 15: 10; 20: 4; 25: Chint; 30: 743; 35: Chosen MCB (MAIN); 40: MCB 16 A 2 Pole ABB
| MCB 16 A 4 Pole Chint | 15: 16; 20: 4; 25: Chint; 30: 743; 35: Price of MCB; 40: 380
| MCB 20 A 4 Pole Chint | 15: 20; 20: 4; 25: Chint; 30: 743; 35: Chosen MCB (Envoy); 40: MCB 10 A 2 Pole ABB
| MCB 25 A 4 Pole Chint | 15: 25; 20: 4; 25: Chint; 30: 743; 35: Price of MCB; 40: 380
| MCB 32 A 4 Pole Chint | 15: 32; 20: 4; 25: Chint; 30: 743
| MCB 40 A 4 Pole Chint | 15: 40; 20: 4; 25: Chint; 30: 790
| MCB 63 A 4 Pole Chint | 15: 63; 20: 4; 25: Chint; 30: 809
AJB
[6 empty] | Parameter | Quantity | Price per Single Quantity
[6 empty] | KF 1000H | 1 | 840
[6 empty] | Connector N10 | 5 | 23.6
[6 empty] | Connector DB16 | 1 | 260
| PEF | 15: 2023-03-04
| PEF | 15: 2023-03-11
ACDB Componenets Table | bar: 15 to 30
| Type | 15: Item; 20: Quantity; 25: Price/unit; 30: Price
| AC SPD | 15: SPD DS440S-320 3-phase Citel Type 2; 20: 1; 25: 1245; 30: 1245
| AC MCB (Main MCB) | 15: MCB 16 A 2 Pole ABB; 20: 1; 25: 380; 30: 380
| AC MCB (Envoy MCB) | 15: MCB 10 A 2 Pole ABB; 20: 1; 25: 380; 30: 380
| DB Box | 15: 280*190*130 Boxmatic; 20: 1; 25: 595; 30: 595
| End Connector | 15: Connector End ConnectWell; 20: 5; 25: 14; 30: 70
| Accessories | 15: Spare Accessories (Wiring, etcc); 20: 1; 25: 200; 30: 200
|  |  |  | TOTAL | 2870
Earthing
Earthing Equipment - Standard Model | bar: 15 to 20
| Parameter | 15: Cable Lugs; 20: Price
| Earth Rod | 15: Earth Rod - 1.2m; 20: 450
| Earthing Chamber | 15: Earthing Chamber - EPC02L; 20: 350
| Lightning Arrester | 15: Lightning Arrester - 1.2m; 20: 550
| Backfill Compound | 15: 5kG Backfill Compound; 20: 150
| LA Cable | 15: Cable 1C x 16 sq.mm ¦Al Generic; 20: 23
| LA Accessories | 15: Cable Routing Clips; 20: 5.3
| Structure Earthing | 15: Cable 1C x 16 sq.mm ¦Al Generic; 20: 23
| Structure Earthing Accessories | 15: Cable Routing Clips; 20: 5.3
| LA Mounting Accessories | 15: Hex bolt M8x25 mm SS-304, Hex Nut M8 SS-304, 2Plain Washer M8 SS-304, Spring Washer M8 SS-304; 20: 26.04
| Cable Accessories/Panel | 15: 6 sq.mm SS Bolts + Washers +Nuts+Ring Lugs; 20: 12.09
| Body + SPD Earthing Accessories | 15: M8 x 25 Bolt Nut (Full Set) x1 + 6x8mm Ring Lugs x1 + Twin Lugs 6 sq.mm x 5 + End Sleeve 6 sq.mm x5; 20: 12.09
| PEF | 15: 2023-03-06
Accessories Section (MCBs, DCDBs)
| PEF | 15: 2023-03-04
Conduit Types | bar: 15 to 30
| Conduit | 15: mm; 20: Material; 25: Make; 30: Conduit Price/Length; 40: PEF; 45: 2023-03-14
| Pipe 20 mm LMS Precision | 15: 20; 20: LMS; 25: Precision; 30: 43.425; 40: Female Bush Adaptor
| Pipe 25 mm LMS Precision | 15: 25; 20: LMS; 25: Precision; 30: 59.1; 40: Name; 45: sq.mm; 50: Type; 55: Price
| Pipe 32 mm LMS Precision | 15: 32; 20: LMS; 25: Precision; 30: 79.725; 40: Female Bush Adaptor 20 sq.mm OBO; 45: 20; 50: OBO; 55: 12
| Bend | 25: Make; 30: Bend Price; 40: Female Bush Adaptor 25 sq.mm OBO; 45: 25; 50: OBO; 55: 12
| Bend 20 mm Precision | 15: 20; 25: Precision; 30: 6.525; 40: Female Bush Adaptor 32 sq.mm OBO; 45: 32; 50: OBO; 55: 22
| Bend 25 mm Precision | 15: 25; 25: Precision; 30: 10.1; 40: Female Bush Adaptor 25 sq.mm OBO; 45: 25; 50: OBO; 55: 12
| Bend 32 mm Precision | 15: 32; 25: Precision; 30: 32
| Collar | 25: Make; 30: Collar Price
| Collar 20 mm Precision | 15: 20; 25: Precision; 30: 3.5; 40: PEF; 45: 2023-03-14
| Collar 25 mm Precision | 15: 25; 25: Precision; 30: 3.7; 40: Gland
| Collar 32 mm Precision | 15: 32; 25: Precision; 30: 5; 40: Name; 45: sq.mm; 50: Type; 55: Price
| Clamp | 20: Screws?; 25: Type & Make; 30: Clamp Price; 40: Gland 20 sq.mm OBO; 45: 20; 50: OBO; 55: 37
| Double Nail Clamp 20mm(With Screws) | 15: 20; 20: With Screws; 25: Double Nail Clamp; 30: 4.912; 40: Gland 25 sq.mm OBO; 45: 25; 50: OBO; 55: 55
| Double Nail Clamp 25mm(With Screws) | 15: 25; 20: With Screws; 25: Double Nail Clamp; 30: 5.158; 40: Gland 32 sq.mm OBO; 45: 32; 50: OBO; 55: 110
| Double Nail Clamp 32mm(With Screws) | 15: 32; 20: With Screws; 25: Double Nail Clamp; 30: 6.929; 40: Gland 25 sq.mm OBO; 45: 25; 50: OBO; 55: 55
| Elbow | 25: Make; 30: Clamp Price
| Elbow 20 mm Precision | 15: 20; 25: Precision; 30: 5.875
| Elbow 25 mm Precision | 15: 25; 25: Precision; 30: 7.5; 40: PEF; 45: 2023-03-21; 50: Req?; 55: 1
| Elbow 32 mm Precision | 15: 32; 25: Precision; 30: 12.7; 40: Meter Cubicle
[7 empty] | Name | Phase | Make | Price
| Multiplication Factor/m (Multiplied by Cable Length) | 40: Meter Cubicle 1 Ph Syntex; 45: 1; 50: Syntex; 55: 1400
| Conduit (Lengths of Pipe) | 15: Bend; 20: Collar; 25: Clamp; 30: Elbow; 40: Meter Cubicle 3 Ph Syntex; 45: 3; 50: Syntex; 55: 1900
| 0.333 | 15: 1.4; 20: 1; 25: 1; 30: 1; 40: Meter Cubicle 1 Ph Syntex; 55: 1400
| PEF | 15: 2023-03-04
End Sleeve | bar: 15 to 25
| Name | 15: Type; 20: sq.mm; 25: Price
| End Sleeve 2.5 sq.mm Cu | 15: End Sleeve; 20: 2.5; 25: 1.5
| End Sleeve 4 sq.mm Cu | 15: End Sleeve; 20: 4; 25: 2
| End Sleeve 6 sq.mm Cu | 15: End Sleeve; 20: 6; 25: 2
| End Sleeve 10 sq.mm Cu | 15: End Sleeve; 20: 10; 25: 6
Twin Ferrules | bar: 15 to 25
| Twin Ferrules 2.5 sq.mm Cu | 15: Twin Ferrules; 20: 2.5; 25: 1
| Twin Ferrules 4 sq.mm Cu | 15: Twin Ferrules; 20: 4; 25: 2.5
| Twin Ferrules 6 sq.mm Cu | 15: Twin Ferrules; 20: 6; 25: 3.5
| Twin Ferrules 10 sq.mm Cu | 15: Twin Ferrules; 20: 10; 25: 2
Ring Lugs | bar: 15 to 25
| Ring Lugs 4-6x8 sq.mm Cu | 15: Ring Lugs; 20: 4-6x8; 25: 5
Other Components | bar: 15 to 30
| Name | 20: Cost/Unit; 25: PEF; 30: Description
| Syntex Box for 1Ph Solar Meter | 20: 1300; 25: 2023-03-13; 30: Meter Box Only
| Syntex Box for 3Ph Solar Meter | 20: 1800; 25: 2023-03-20
| Hensel KF 1000H | 20: 820; 25: 2023-03-13; 30: AJB in case of 3Ph Systems
| Connector DB16 ConnectWell | 20: 290; 25: 2023-03-13; 30: -
| Connector N10 ConnectWell | 20: 23; 25: 2023-03-13; 30: -
| RJ45 Solar Monitoring Cat-log Connector | 20: 5; 25: 2023-03-13; 30: Envoy LAN Cable Connection (if)
| Panel Connector MC4 w/ Lugs Staubli | 20: 85; 25: 2023-03-13; 30: MC4 For Solar Side Connections
| Plain Washer M5 SS-304 | 20: 0.45; 25: 2023-03-13; 30: Washes for Screws
| Self Threaded Screw 1 Inch CSK SS-304 + Wall Plug | 20: 4.12; 25: 2023-03-13; 30: -
| Self Threaded Screw 1/2 Inch CSK SS-304 + Wall Plug | 20: 1.8; 25: 2023-03-14; 30: -
| Self Tapping Screw 1 1/2 Inch PAN SS-304 + Wall Plug | 20: 5.8; 25: 2023-03-13; 30: -
| Hex coach screw M8x50 SS-304 | 20: 33.18; 25: 2023-03-14
| Silicon Sealant Clear GP Walker 280 ml | 20: 175; 25: 2023-03-13; 30: Silicon for sealing conduits
| Insulation Tape Red | 20: 18; 25: 2023-03-13; 30: -
| Insulation Tape Yellow | 20: 16; 25: 2023-03-13; 30: -
| Insulation Tape Blue | 20: 18; 25: 2023-03-13; 30: -
| Insulation Tape Black | 20: 18; 25: 2023-03-13; 30: -
| Insulation Tape Green | 20: 18; 25: 2023-03-13; 30: -
| Female Bush Adaptor UPVC 20 mm | 20: 12; 25: 2023-03-13; 30: Pipe termination for metal cladding
| Gland 20 Sqmm OBO | 20: 37; 25: 2023-03-13; 30: Wire Termination for Metal Cladding
| Cable Tie 295mm Black | 20: 3; 25: 2023-03-13; 30: -
| Cable Tie 100 mm White Paruma | 20: 0.5; 25: 2023-03-13; 30: -
| Din Mounting Rail Mtrs | 20: 66; 25: 2023-03-13; 30: For mounting ACDB Componenta
| Signs Stickers Waterproof | 20: 250; 25: 2023-03-13; 30: Stickering for identification of componenets
| Signs Boards Bescom Meter Reading sheet Laminated 3 Phase & 1 Phase | 20: 30; 25: 2023-03-13; 30: BESCOM Meter Reading Procedure
| Cable Tie 100 mm White Paruma | 20: 0.9; 25: 2023-03-13; 30: -
| Wall Plugs 8x50 | 20: 4.88; 25: 2023-03-14; 30: For holding screws in walls
| Wall Plugs 6x40 | 20: 3; 25: 2023-03-13; 30: For holding screws in walls
Note on L5: Value is Formula Based: These values are generated and are locked for edits.
Note on L6: Hard Coded: These values are basis for lookups, formulae dependent reference values. These values can be changed but with caution. Although, these cells are locked for sanity.
Note on L8: Empty Cell(s) in table Indicates Future Addition of components
Note on L9: Written Data: Intended for info & refernce only.
Note on H55: End Sleeve: For 1Ph, 10, For 3Ph, 30
Note on H56: Twin Ferrules: Only in Meter Box For 1Ph, 20 For 3Ph, 30
Note on Q59: End Sleeve for SPD: 1Ph - 3 3Ph - 5
Note on D62: End Sleeve: 1Ph - 4 3Ph - 15
Note on D63: Twin Ferrule: 1Ph - 3 3Ph - 6
Note on D107: If Meter Cubicle is Supplied, then there will be space for Accessories. No need of Box.